{"text_format":"3","workbook":"xlsx","n_sheets":14,"sheets":["目次","①CO2排出量の現状把握","②活動量の現状把握","③特定事業所の現状把握","④再エネ導入量・ポテンシャルの現状把握","排出量比較シート","再エネ比較シート","特定事業所集計表シート","別紙","データシート1","データシート2","データシート3","比較地域マスタ","年度マスタ"],"not_rendered":{"charts":46,"external_links":2,"defined_names":39},"read":"whole","date_system":"1900"}

{"sheet":"目次","index":0,"n_rows":68,"n_cols":5,"rows_kept":68}
[]
[null,"自治体排出量カルテ　目次",null,null,{"$f":"年度マスタ!J4","v":"越知町"}]
[]
[null,"項目","表示形式","対象年度","具体内容"]
[null,"自治体排出量カルテ①　CO2排出量の現状把握"]
[null,"　○地方公共団体の部門・分野別CO2排出量（標準的手法）"]
[null,"　　1）部門・分野別CO2排出量構成比 平成17年度（2005年度）","円グラフ","2005年度","・標準的手法に基づくCO2排出量推計データの部門・分野別排出量を集計"]
[null,"　　2）部門・分野別CO2排出量構成比 平成25年度（2013年度）","円グラフ","2013年度","・標準的手法に基づくCO2排出量推計データの部門・分野別排出量を集計"]
[null,"　　3）部門・分野別CO2排出量構成比 令和4年度（2022年度）","円グラフ","2022年度","・標準的手法に基づくCO2排出量推計データの部門・分野別排出量を集計"]
[null,"　　4）部門・分野別CO2排出量の推移","積上げ縦棒グラフ","2009～2022年度","・2009年度以降の部門・分野別CO2排出量の推移"]
[null,"　　5）部門・分野別CO2排出量構成比の比較（都道府県平均及び全国平均）","100％積上げ横棒グラフ","2022年度","・地方公共団体と該当都道府県平均、全国平均の部門・分野別のCO2排出量構成比の比較"]
[]
[null,"自治体排出量カルテ②　活動量の現状把握"]
[null,"　○地方公共団体の活動量"]
[null,"　　1）部門・分野別指標の推移（廃棄物分野のみCO2排出量の推移）","折れ線グラフ・縦棒グラフ","2009～2022年度","・標準的手法の部門・分野別の活動量の推移"]
[]
[null,"自治体排出量カルテ③　特定事業所の温室効果ガス排出量の現状把握"]
[null,"　1　地方公共団体の特定事業所排出量"]
[null,"　　1）特定事業所の部門別排出量（令和3年度）","円グラフ","2021年度","・特定事業所の部門別排出量構成比"]
[null,"　　2）特定事業所の部門別排出量の推移","積上げ縦棒グラフ","2011~2021年度","・2011年度以降の特定事業所の部門別排出量の推移"]
[null,"　　3）特定事業所のガス種別排出量（令和3年度）","円グラフ","2021年度","・特定事業所のガス種別排出量構成比"]
[null,"　　4）特定事業所のガス種別排出量の推移","積上げ縦棒グラフ","2011~2021年度","・2011年度以降の特定事業所のガス種別排出量の推移"]
[null,"　　5）業種別の特定事業所の事業所数及び排出量（令和3年度）","横棒グラフ","2021年度","・特定事業所の業種別事業所数及び排出量"]
[null,"　2　地方公共団体の区域のCO2排出量との比較"]
[null,"　　6）区域のCO2排出量の推移及び特定事業所排出量のカバー率の推移","積上げ縦棒・折れ線グラフ","2011~2021年度","・区域の産業部門・業務その他部門の排出量の推移と特定事業所排出量が占める割合（カバー率）の推移"]
[null,"　3　全国の1事業所当たりの排出傾向との比較"]
[null,"　　7）1事業所当たりの排出傾向（全国平均値との比較）（令和3年度）","横棒グラフ","2021年度","・特定事業所1事業所当たりの排出量の全国平均との比較"]
[]
[null,"自治体排出量カルテ④　地方公共団体の再生可能エネルギー導入状況及び導入ポテンシャルの現状把握"]
[null,"　1　地方公共団体のFIT・FIP制度による再生可能エネルギー（電気）"]
[null,"　　1）区域の再生可能エネルギーの導入設備容量（令和5年度）","円グラフ","2023年度","・FIT・FIP公表情報の再生可能エネルギーの設備別の導入状況（導入設備容量）"]
[null,"　　2）区域の再生可能エネルギーによる発電電力量（令和5年度）","円グラフ","2023年度","・FIT・FIP公表情報の再生可能エネルギーの設備別の導入状況（発電電力量）"]
[null,"　　3）区域の再生可能エネルギーの導入設備容量の推移（累積）","積上げ縦棒・折れ線グラフ","2015～2023年度","・FIT・FIP公表情報の再生可能エネルギーの設備別導入設備容量の推移と区域の電気使用量に対するFIT・FIP太陽光導入比の推移"]
[null,"　　4）区域の太陽光発電（10kW未満）設備の導入件数の推移（累積）","縦棒グラフ","2015～2023年度","・FIT・FIP公表情報の太陽光（10kW未満）の導入件数の推移"]
[null,"　2　地方公共団体の再生可能エネルギーの導入ポテンシャル"]
[null,"　　5）導入ポテンシャル（電気のみ・設備容量）","円グラフ","2024年11月末時点","・REPOSの再エネ導入ポテンシャル（電気のみ・設備容量）"]
[null,"　　6）導入ポテンシャル（発電電力量・利用可能熱量）","円グラフ","2024年11月末時点","・REPOSの再エネ導入ポテンシャル（発電電力量・利用可能熱量）"]
[null,"　3　区域のエネルギー消費量及び再生可能エネルギー導入ポテンシャル・導入量の比較（電気）"]
[null,"　　7）区域内のエネルギー消費量に対する再エネ導入ポテンシャル（電気）","縦棒グラフ","2023年度","・区域の電気使用量に対する再エネ導入量、再エネ導入ポテンシャルの比較\n※区域の電気使用量は2022年度で代用"]
[null,"　　8）区域内の再エネ導入ポテンシャルと再エネ導入量（電気）","縦棒グラフ","2023年度","・再エネ種別の再エネ導入ポテンシャルに対する再エネ導入量の比較"]
[]
[null,"※人口が同程度の他の地方公共団体との排出量の比較シート、他の地方公共団体との再エネ導入量や再エネポテンシャルの比較シート、特定事業所集計表シートも付録しています。"]
[null,"自治体排出量カルテ　他の地方公共団体との比較（部門・分野別排出量）"]
[null,"　1　部門・分野別排出量の比較（標準的手法）（令和3年度（2021年度）)"]
[null,"　　1）部門・分野別CO2排出量の比較","積上げ横棒グラフ","2021年度","・標準的手法に基づく区域の部門・分野別CO₂排出量を人口が同程度の28市区町村（都道府県の場合は47都道府県）と比較"]
[null,"　　2）部門・分野別CO2排出量構成比の比較","100％積上げ横棒グラフ","2021年度","・標準的手法に基づく区域の部門・分野別CO₂排出量構成比を人口が同程度の28市区町村（都道府県の場合は47都道府県）と比較"]
[null,"　2　区域の排出量に占める特定事業所排出量比率の比較（令和3年度（2021年度）)"]
[null,"　　3）産業部門","横棒グラフ","2021年度","・標準的手法に基づく区域の産業部門排出量に対し特定事業所排出量が占める割合（カバー率）を人口が同程度の28市区町村（都道府県の場合は47都道府県）と比較"]
[null,"　　4）業務その他部門","横棒グラフ","2021年度","・標準的手法に基づく区域の業務その他部門排出量に対し特定事業所排出量が占める割合（カバー率）を人口が同程度の28市区町村（都道府県の場合は47都道府県）と比較"]
[null,"　3　特定事業所排出量の比較（令和3年度（2021年度）)"]
[null,"　　5）特定事業所排出量の比較","積上げ横棒グラフ","2021年度","・特定事業所排出量を人口が同程度の28市区町村（都道府県の場合は47都道府県）と比較"]
[null,"　　6）特定事業所数の比較","積上げ横棒グラフ","2021年度","・特定事業所数を人口が同程度の28市区町村（都道府県の場合は47都道府県）と比較"]
[null,"　　7）特定事業所排出量の部門別構成比の比較","100％積上げ横棒グラフ","2021年度","・特定事業所排出量の部門別構成比を人口が同程度の28市区町村（都道府県の場合は47都道府県）と比較"]
[]
[null,"自治体排出量カルテ　他の地方公共団体との比較（再エネ導入量・再エネポテンシャル）"]
[null,"　1　再エネ導入量の比較（令和5年度（2023年度））"]
[null,"　　1）他の地方公共団体との再エネ別導入設備容量の比較","積上げ横棒グラフ","2023年度","・再エネ別導入設備容量を人口が同程度の28市区町村（都道府県の場合は47都道府県）と比較"]
[null,"　　2）他の地方公共団体との再エネ別発電電力量の比較","積上げ横棒グラフ","2023年度","・再エネ別発電電力量を人口が同程度の28市区町村（都道府県の場合は47都道府県）と比較"]
[null,"　　3）他の地方公共団体との対電気使用量FIT・FIP導入比の比較","積上げ横棒グラフ","2023年度","・対電気使用量FIT・FIP導入比を人口が同程度の28市区町村（都道府県の場合は47都道府県）と比較\n※区域の電気使用量は2022年度で代用"]
[null,"　　4）対世帯数FIT・FIP太陽光発電（10kW未満）導入比の比較","横棒グラフ","2023年度","・対世帯数FIT・FIP太陽光発電（10kW未満）導入比を人口が同程度の28市区町村（都道府県の場合は47都道府県）と比較\n※世帯数は2022年度で代用"]
[null,"　2　再エネ導入ポテンシャルの比較"]
[null,"　　5）同一都道府県内における他の地方公共団体の再エネポテンシャル（発電電力量）の比較","積上げ横棒グラフ","2024年11月末時点","・他の地方公共団体の再エネポテンシャル（発電電力量）を同一都道府県内で比較"]
[null,"　　6）同一都道府県内における他の地方公共団体の電気使用量の比較","横棒グラフ","2024年11月末時点","・他の地方公共団体の電気使用量を同一都道府県内で比較（※2022年度で代用）"]
[null,"　　7）同一都道府県内の他の地方公共団体の再エネ不足量・余剰量の比較","横棒グラフ","2024年11月末時点","・他の地方公共団体の再エネ不足量・余剰量を同一都道府県内で比較\n※区域の電気使用量は2022年度で代用"]
[]
[null,"特定事業所集計表シート"]
[null,"　特定事業所集計表"]
[null,"　　特定事業所集計表","表","2011～2021年度","・特定事業所の事業所数と排出量の集計表（日本標準産業分類別）"]

{"sheet":"①CO2排出量の現状把握","index":1,"n_rows":75,"n_cols":64,"rows_kept":75,"merged":[[3,2,4,13],[3,19,4,28],[5,3,7,5],[5,10,7,13],[5,15,7,15],[21,11,21,13],[24,2,25,13],[26,3,28,5],[26,10,28,13],[26,15,28,15],[31,19,32,22],[31,23,31,36],[42,11,42,13],[45,2,46,13],[46,20,46,22],[47,3,49,5],[47,10,49,13],[47,15,49,15],[49,19,50,29],[63,11,63,13],[64,18,64,37],[66,1,66,37]]}
[null,"自治体排出量カルテ①　CO2排出量の現状把握",{"$nulls":34},{"$f":"年度マスタ!J4","v":"越知町"},{"$nulls":11},"グラフ用",null,"1）～3）","※最新年度のグラフ名：",null,{"$f":"\"3）排出量の部門・分野別構成比 \"&年度マスタ!K5&\"（\"&年度マスタ!J5&\"年度）\"","v":"3）排出量の部門・分野別構成比 令和4年度（2022年度）"}]
[]
[null,"○地方公共団体の部門・分野別CO2排出量（標準的手法）",{"$nulls":49},"平成17年度",null,null,"平成25年度",null,null,{"$f":"年度マスタ!K5","v":"令和4年度"}]
[null,null,"1）部門・分野別CO2排出量構成比 平成17年度（2005年度）",{"$nulls":16},"4）部門・分野別CO2排出量の推移",{"$nulls":32},"［千t-CO2］"]
[{"$nulls":50},"産業部門",null,{"$f":"SUM(AZ6:AZ8)","v":{"v":16.246583601324637,"d":"16"}},null,null,{"$f":"SUM(BC6:BC8)","v":{"v":13.773327066806907,"d":"14"}},null,null,{"$f":"AK35","v":{"v":10.133898549765608,"d":"10"}}]
[{"$nulls":10},"部門・分野",{"$nulls":3},"平成17年度","構成比",{"$nulls":3},"[千t-CO2]",{"$nulls":29},"製造業","製造業",{"$f":"O11","v":{"v":15.54208376964453,"d":"16"}},null,null,{"$f":"O32","v":{"v":11.79271046087897,"d":"12"}},null,null,{"$f":"AK36","v":{"v":6.615350056347487,"d":"7"}}]
[{"$nulls":14},"排出量",{"$nulls":34},"建設業・鉱業","建設業・鉱業",{"$f":"O12","v":{"v":0.7044998316801081,"d":"1"}},null,null,{"$f":"O33","v":{"v":0.7528641669067161,"d":"1"}},null,null,{"$f":"AK37","v":{"v":0.5302796455717709,"d":"1"}}]
[{"$nulls":14},"［千t-CO2］",{"$nulls":34},"農林水産業","農林水産業",{"$f":"O13","v":0},null,null,{"$f":"O34","v":{"v":1.227752439021219,"d":"1"}},null,null,{"v":2.9882688478463484,"d":"3"}]
[{"$nulls":10},"合　　計　",{"$nulls":3},{"$f":"O10+O14+O15+O16+O22","v":49.14997274136533},{"$f":"P10+P14+P15+P16+P22","v":{"v":1,"d":"100%"}},{"$nulls":33},"業務その他部門","業務その他部門",{"$f":"O14","v":{"v":6.887204183796427,"d":"7"}},{"$f":"AZ9","v":{"v":6.887204183796427,"d":"7"}},null,{"$f":"O35","v":{"v":10.8443846692902,"d":"11"}},{"$f":"BC9","v":{"v":10.8443846692902,"d":"11"}},null,{"$f":"AK39","v":{"v":5.183391560359956,"d":"5"}},{"$f":"AK39","v":{"v":5.183391560359956,"d":"5"}}]
[{"$nulls":11},"産業部門",null,null,{"$f":"SUM(O11:O13)","v":16.246583601324637},{"$f":"O10/$O$9","v":{"v":0.33055122302542556,"d":"33%"}},{"$nulls":33},"家庭部門","家庭部門",{"$f":"O15","v":{"v":7.598757190147746,"d":"8"}},{"$f":"AZ10","v":{"v":7.598757190147746,"d":"8"}},null,{"$f":"O36","v":{"v":12.1113972997422,"d":"12"}},{"$f":"BC10","v":{"v":12.1113972997422,"d":"12"}},null,{"$f":"AK40","v":{"v":5.933690227090868,"d":"6"}},{"$f":"AK40","v":{"v":5.933690227090868,"d":"6"}}]
[{"$nulls":12},"製造業",null,{"$f":"VLOOKUP(年度マスタ!$K$4&\"_\"&O$6,データシート1!$A:$BT,MATCH(\"aa_\"&$M11,データシート1!$A$1:$BT$1,0),0)","v":15.54208376964453},{"v":0.3162175460692389,"d":"32%"},{"$nulls":33},"運輸","運輸部門",null,{"$f":"SUM(AZ12:AZ14)","v":{"v":17.85318708490412,"d":"18"}},null,null,{"$f":"SUM(BC12:BC14)","v":{"v":15.640575491969669,"d":"16"}},null,null,{"$f":"AK41","v":{"v":12.267518086915599,"d":"12"}}]
[{"$nulls":12},"建設業・鉱業",null,{"$f":"VLOOKUP(年度マスタ!$K$4&\"_\"&O$6,データシート1!$A:$BT,MATCH(\"aa_\"&$M12,データシート1!$A$1:$BT$1,0),0)","v":0.7044998316801081},{"v":0.014333676956186606,"d":"1%"},{"$nulls":33},"自動車","自動車",{"$f":"O17","v":{"v":17.434600863042032,"d":"17"}},null,null,{"$f":"O38","v":{"v":15.16058837595307,"d":"15"}},null,null,{"$f":"AK42","v":{"v":11.968047198082061,"d":"12"}}]
[{"$nulls":12},"農林水産業",null,{"$f":"VLOOKUP(年度マスタ!$K$4&\"_\"&O$6,データシート1!$A:$BT,MATCH(\"aa_\"&$M13,データシート1!$A$1:$BT$1,0),0)","v":0},{"v":0,"d":"0%"},{"$nulls":33},"鉄道","鉄道",{"$f":"O20","v":{"v":0.418586221862088,"d":"0"}},null,null,{"$f":"O41","v":{"v":0.479987116016599,"d":"0"}},null,null,{"$f":"AK45","v":{"v":0.2994708888335376,"d":"0"}}]
[{"$nulls":11},"業務その他部門",null,null,{"$f":"VLOOKUP(年度マスタ!$K$4&\"_\"&O$6,データシート1!$A:$BT,MATCH(\"aa_\"&$L14,データシート1!$A$1:$BT$1,0),0)","v":6.887204183796427},{"v":0.14012630729294495,"d":"14%"},{"$nulls":33},"船舶","船舶",{"$f":"O21","v":0},null,null,{"$f":"O42","v":0},null,null,{"$f":"AK46","v":0}]
[{"$nulls":11},"家庭部門",null,null,{"$f":"VLOOKUP(年度マスタ!$K$4&\"_\"&O$6,データシート1!$A:$BT,MATCH(\"aa_\"&$L15,データシート1!$A$1:$BT$1,0),0)","v":7.598757190147746},{"v":0.15460348737391102,"d":"15%"},{"$nulls":33},"廃棄物","廃棄物分野（一般廃棄物）",{"$f":"O22","v":{"v":0.5642406811924003,"d":"1"}},{"$f":"AZ15","v":{"v":0.5642406811924003,"d":"1"}},null,{"$f":"O43","v":{"v":0.5404902836313954,"d":"1"}},{"$f":"BC15","v":{"v":0.5404902836313954,"d":"1"}},null,{"$f":"AK47","v":{"v":0.5748565313027693,"d":"1"}},{"$f":"AK47","v":{"v":0.5748565313027693,"d":"1"}}]
[{"$nulls":11},"運輸部門",null,null,{"$f":"SUM(O18:O21)","v":17.85318708490412},{"v":0.3632390027732125,"d":"36%"}]
[{"$nulls":12},"自動車",null,{"$f":"SUM(O18:O19)","v":17.434600863042032},{"v":0.35472249302732206,"d":"35%"}]
[{"$nulls":13},"旅客",{"$f":"VLOOKUP(年度マスタ!$K$4&\"_\"&O$6,データシート1!$A:$BT,MATCH(\"aa_\"&$N18,データシート1!$A$1:$BT$1,0),0)","v":6.708461600405042},{"v":0.13648963013074275,"d":"14%"}]
[{"$nulls":13},"貨物",{"$f":"VLOOKUP(年度マスタ!$K$4&\"_\"&O$6,データシート1!$A:$BT,MATCH(\"aa_\"&$N19,データシート1!$A$1:$BT$1,0),0)","v":10.72613926263699},{"v":0.21823286289657928,"d":"22%"},{"$nulls":33},"4）"]
[{"$nulls":12},"鉄道",null,{"$f":"VLOOKUP(年度マスタ!$K$4&\"_\"&O$6,データシート1!$A:$BT,MATCH(\"aa_\"&$M20,データシート1!$A$1:$BT$1,0),0)","v":0.418586221862088},{"v":0.008516509745890454,"d":"1%"},{"$nulls":34},"2009年度","2010年度","2011年度","2012年度","2013年度","2014年度","2015年度","2016年度","2017年度","2018年度","2019年度","2020年度","2021年度","2022年度"]
[{"$nulls":12},"船舶",null,{"$f":"VLOOKUP(年度マスタ!$K$4&\"_\"&O$6,データシート1!$A:$BT,MATCH(\"aa_\"&$M21,データシート1!$A$1:$BT$1,0),0)","v":0},{"v":0,"d":"0%"},{"$nulls":34},"平成21年度","平成22年度","平成23年度","平成24年度","平成25年度","平成26年度","平成27年度","平成28年度","平成29年度","平成30年度","令和元年度","令和2年度","令和3年度","令和4年度"]
[{"$nulls":11},"廃棄物分野（一般廃棄物）",null,null,{"$f":"VLOOKUP(年度マスタ!$K$4&\"_\"&O$6,データシート1!$A:$BT,MATCH(\"aa_\"&$L22,データシート1!$A$1:$BT$1,0),0)","v":0.5642406811924003},{"v":0.01147997953450597,"d":"1%"},{"$nulls":33},"産業部門",{"$f":"X35","v":{"v":11.574542885996612,"d":"12"}},{"v":10.938193153379917,"d":"11"},{"v":15.809312436518127,"d":"16"},{"v":15.229306315410998,"d":"15"},{"v":13.773327066806907,"d":"14"},{"v":12.725747070409346,"d":"13"},{"v":13.818319434858871,"d":"14"},{"v":11.895560854057887,"d":"12"},{"v":12.521184567958084,"d":"13"},{"v":12.143530563224408,"d":"12"},{"v":11.208137915785048,"d":"11"},{"v":12.888919358337816,"d":"13"},{"v":12.20420073055795,"d":"12"},{"v":10.133898549765608,"d":"10"}]
[{"$nulls":16},"※表中の構成比は、四捨五入の関係で合計が100％にならない場合があります。",{"$nulls":32},"業務その他部門",{"$f":"X39","v":{"v":7.851366867851494,"d":"8"}},{"$f":"Y39","v":{"v":7.306281504299262,"d":"7"}},{"v":10.24574784531863,"d":"10"},{"v":10.46275488252195,"d":"10"},{"v":10.8443846692902,"d":"11"},{"v":10.75557049529237,"d":"11"},{"v":10.28441075907264,"d":"10"},{"v":7.484458568136118,"d":"7"},{"v":7.131625660624958,"d":"7"},{"v":6.865569154165879,"d":"7"},{"v":5.7191456591108984,"d":"6"},{"v":7.019486921806978,"d":"7"},{"v":6.7899602695395584,"d":"7"},{"v":5.183391560359956,"d":"5"}]
[{"$nulls":49},"家庭部門",{"$f":"X40","v":{"v":7.544616787066152,"d":"8"}},{"$f":"Y40","v":{"v":7.1970331609303,"d":"7"}},{"v":9.70976492818812,"d":"10"},{"v":11.87684860274032,"d":"12"},{"v":12.1113972997422,"d":"12"},{"v":11.93631012319607,"d":"12"},{"v":10.0759603064153,"d":"10"},{"v":7.383833373797096,"d":"7"},{"v":8.988099445809679,"d":"9"},{"v":6.757154277246469,"d":"7"},{"v":4.772050509093589,"d":"5"},{"v":8.435198071913453,"d":"8"},{"v":6.638481264138698,"d":"7"},{"v":5.933690227090868,"d":"6"}]
[null,null,"2）部門・分野別CO2排出量構成比 平成25年度（2013年度）",{"$nulls":46},"運輸部門",{"$f":"X41","v":{"v":16.567989194441886,"d":"17"}},{"$f":"Y41","v":{"v":16.591288317429004,"d":"17"}},{"v":16.0327257872827,"d":"16"},{"v":16.004822360044994,"d":"16"},{"v":15.640575491969669,"d":"16"},{"v":15.180838959224703,"d":"15"},{"v":14.946920840262887,"d":"15"},{"v":14.52652521725454,"d":"15"},{"v":14.194170544864525,"d":"14"},{"v":13.83073227259601,"d":"14"},{"v":13.49910610229809,"d":"13"},{"v":12.270979346377592,"d":"12"},{"v":12.298106395531192,"d":"12"},{"v":12.267518086915599,"d":"12"}]
[{"$nulls":49},"廃棄物分野（一般廃棄物）",{"$f":"X47","v":{"v":0.2758239845462063,"d":"0"}},{"v":0.5467171380735268,"d":"1"},{"v":0.5185331508276774,"d":"1"},{"v":0.6770378558294772,"d":"1"},{"v":0.5404902836313954,"d":"1"},{"v":0.673508504180175,"d":"1"},{"v":0.6771708064106944,"d":"1"},{"v":0.5135220939101681,"d":"1"},{"v":1.1028490024284883,"d":"1"},{"v":0.8043969103645242,"d":"1"},{"v":0.7556462492234433,"d":"1"},{"v":1.093663811103257,"d":"1"},{"v":0.2351721433248041,"d":"0"},{"v":0.5748565313027693,"d":"1"}]
[{"$nulls":10},"部門・分野",{"$nulls":3},"平成25年度","構成比",{"$nulls":33},"合計",{"$f":"X34","v":{"v":43.81433971990235,"d":"44"}},{"v":42.57951327411201,"d":"43"},{"v":52.31608414813526,"d":"52"},{"v":54.25077001654774,"d":"54"},{"v":52.91017481144037,"d":"53"},{"v":51.271975152302666,"d":"51"},{"v":49.8027821470204,"d":"50"},{"v":41.803900107155805,"d":"42"},{"v":43.937929221685735,"d":"44"},{"v":40.40138317759729,"d":"40"},{"v":35.95408643551107,"d":"36"},{"v":41.7082475095391,"d":"42"},{"v":38.165920803092206,"d":"38"},{"v":34.093354955434805,"d":"34"}]
[{"$nulls":14},"排出量"]
[{"$nulls":14},"［千t-CO2］",{"$nulls":34},"5）"]
[{"$nulls":10},"合　　計　",{"$nulls":3},{"$f":"O31+O35+O36+O37+O43","v":52.91017481144037},{"$f":"P31+P35+P36+P37+P43","v":{"v":1,"d":"100%"}},{"$nulls":34},"データ（排出量）"]
[{"$nulls":11},"産業部門",null,null,{"$f":"SUM(O32:O34)","v":13.773327066806907},{"$f":"O31/$O$30","v":{"v":0.26031528181284336,"d":"26%"}},{"$nulls":20},"［千t-CO2］",{"$nulls":13},"aa"]
[{"$nulls":12},"製造業",null,{"$f":"VLOOKUP(年度マスタ!$K$4&\"_\"&O$27,データシート1!$A:$BT,MATCH(\"aa_\"&$M32,データシート1!$A$1:$BT$1,0),0)","v":11.79271046087897},{"v":0.22288171420535774,"d":"22%"},{"$nulls":3},"部門・分野",{"$nulls":3},"部門・分野別CO2排出量",{"$nulls":26},"A.現況推計データ"]
[{"$nulls":12},"建設業・鉱業",null,{"$f":"VLOOKUP(年度マスタ!$K$4&\"_\"&O$27,データシート1!$A:$BT,MATCH(\"aa_\"&$M33,データシート1!$A$1:$BT$1,0),0)","v":0.7528641669067161},{"v":0.014229099971598089,"d":"1%"},{"$nulls":7},"平成21年度","平成22年度","平成23年度","平成24年度","平成25年度","平成26年度","平成27年度","平成28年度","平成29年度","平成30年度","令和元年度","令和2年度","令和3年度","令和4年度",{"$nulls":13},{"$f":"VLOOKUP(AY$32,年度マスタ!$I$5:$K$9,2,0)","v":2022}]
[{"$nulls":12},"農林水産業",null,{"$f":"VLOOKUP(年度マスタ!$K$4&\"_\"&O$27,データシート1!$A:$BT,MATCH(\"aa_\"&$M34,データシート1!$A$1:$BT$1,0),0)","v":1.227752439021219},{"v":0.02320446763588752,"d":"2%"},{"$nulls":3},"合　　計　",{"$nulls":3},{"$f":"X35+X39+X40+X41+X47","v":43.81433971990235},{"$f":"Y35+Y39+Y40+Y41+Y47","v":42.57951327411201},52.31608414813526,54.25077001654774,52.91017481144037,51.271975152302666,49.8027821470204,41.803900107155805,43.937929221685735,40.40138317759729,35.95408643551107,41.7082475095391,38.165920803092206,34.093354955434805,{"$nulls":13},{"$f":"VLOOKUP(AY$32,年度マスタ!$I$5:$K$9,3,0)","v":"令和4年度"}]
[{"$nulls":11},"業務その他部門",null,null,{"$f":"VLOOKUP(年度マスタ!$K$4&\"_\"&O$27,データシート1!$A:$BT,MATCH(\"aa_\"&$L35,データシート1!$A$1:$BT$1,0),0)","v":10.8443846692902},{"v":0.20495839803850732,"d":"20%"},{"$nulls":4},"産業部門",null,null,{"$f":"SUM(X36:X38)","v":11.574542885996612},{"$f":"SUM(Y36:Y38)","v":10.938193153379917},15.809312436518127,15.229306315410998,13.773327066806907,12.725747070409346,13.818319434858871,11.895560854057887,12.521184567958084,12.143530563224408,11.208137915785048,12.888919358337816,12.20420073055795,10.133898549765608]
[{"$nulls":11},"家庭部門",null,null,{"$f":"VLOOKUP(年度マスタ!$K$4&\"_\"&O$27,データシート1!$A:$BT,MATCH(\"aa_\"&$L36,データシート1!$A$1:$BT$1,0),0)","v":12.1113972997422},{"v":0.22890488158287928,"d":"23%"},null,null,"製造業",null,null,"製造業",null,{"$f":"VLOOKUP(年度マスタ!$K$4&\"_\"&X$33,データシート1!$A:$BT,MATCH(\"aa_\"&$S36,データシート1!$A$1:$BT$1,0),0)","v":9.632201834773934},{"$f":"VLOOKUP(年度マスタ!$K$4&\"_\"&Y$33,データシート1!$A:$BT,MATCH(\"aa_\"&$S36,データシート1!$A$1:$BT$1,0),0)","v":9.247123860318633},{"$f":"VLOOKUP(年度マスタ!$K$4&\"_\"&Z$33,データシート1!$A:$BT,MATCH(\"aa_\"&$S36,データシート1!$A$1:$BT$1,0),0)","v":13.97131673978566},{"$f":"VLOOKUP(年度マスタ!$K$4&\"_\"&AA$33,データシート1!$A:$BT,MATCH(\"aa_\"&$S36,データシート1!$A$1:$BT$1,0),0)","v":13.29001507586498},{"$f":"VLOOKUP(年度マスタ!$K$4&\"_\"&AB$33,データシート1!$A:$BT,MATCH(\"aa_\"&$S36,データシート1!$A$1:$BT$1,0),0)","v":11.79271046087897},{"$f":"VLOOKUP(年度マスタ!$K$4&\"_\"&AC$33,データシート1!$A:$BT,MATCH(\"aa_\"&$S36,データシート1!$A$1:$BT$1,0),0)","v":10.7940907538188},{"$f":"VLOOKUP(年度マスタ!$K$4&\"_\"&AD$33,データシート1!$A:$BT,MATCH(\"aa_\"&$S36,データシート1!$A$1:$BT$1,0),0)","v":11.57338821317554},{"$f":"VLOOKUP(年度マスタ!$K$4&\"_\"&AE$33,データシート1!$A:$BT,MATCH(\"aa_\"&$S36,データシート1!$A$1:$BT$1,0),0)","v":9.818530936868141},{"$f":"VLOOKUP(年度マスタ!$K$4&\"_\"&AF$33,データシート1!$A:$BT,MATCH(\"aa_\"&$S36,データシート1!$A$1:$BT$1,0),0)","v":10.486474642126723},{"$f":"VLOOKUP(年度マスタ!$K$4&\"_\"&AG$33,データシート1!$A:$BT,MATCH(\"aa_\"&$S36,データシート1!$A$1:$BT$1,0),0)","v":10.250652829755303},{"$f":"VLOOKUP(年度マスタ!$K$4&\"_\"&AH$33,データシート1!$A:$BT,MATCH(\"aa_\"&$S36,データシート1!$A$1:$BT$1,0),0)","v":9.491700598830628},{"$f":"VLOOKUP(年度マスタ!$K$4&\"_\"&AI$33,データシート1!$A:$BT,MATCH(\"aa_\"&$S36,データシート1!$A$1:$BT$1,0),0)","v":8.282061096351624},{"$f":"VLOOKUP(年度マスタ!$K$4&\"_\"&AJ$33,データシート1!$A:$BT,MATCH(\"aa_\"&$S36,データシート1!$A$1:$BT$1,0),0)","v":7.687432077171191},{"$f":"VLOOKUP(年度マスタ!$K$4&\"_\"&AK$33,データシート1!$A:$BT,MATCH(\"aa_\"&$S36,データシート1!$A$1:$BT$1,0),0)","v":6.615350056347487},{"$nulls":12},"列名","製造業","建設業・鉱業","農林水産業","業務その他部門","家庭部門","旅客","貨物","鉄道","船舶","廃棄物分野（一般廃棄物）"]
[{"$nulls":11},"運輸部門",null,null,{"$f":"SUM(O39:O42)","v":15.640575491969669},{"v":0.29560619574040464,"d":"30%"},null,null,"建設業・鉱業",null,null,"建設業・鉱業",null,{"$f":"VLOOKUP(年度マスタ!$K$4&\"_\"&X$33,データシート1!$A:$BT,MATCH(\"aa_\"&$S37,データシート1!$A$1:$BT$1,0),0)","v":0.5188132629051957},{"$f":"VLOOKUP(年度マスタ!$K$4&\"_\"&Y$33,データシート1!$A:$BT,MATCH(\"aa_\"&$S37,データシート1!$A$1:$BT$1,0),0)","v":0.4250210020911306},{"$f":"VLOOKUP(年度マスタ!$K$4&\"_\"&Z$33,データシート1!$A:$BT,MATCH(\"aa_\"&$S37,データシート1!$A$1:$BT$1,0),0)","v":0.6189555745795973},{"$f":"VLOOKUP(年度マスタ!$K$4&\"_\"&AA$33,データシート1!$A:$BT,MATCH(\"aa_\"&$S37,データシート1!$A$1:$BT$1,0),0)","v":0.7474073771117611},{"$f":"VLOOKUP(年度マスタ!$K$4&\"_\"&AB$33,データシート1!$A:$BT,MATCH(\"aa_\"&$S37,データシート1!$A$1:$BT$1,0),0)","v":0.7528641669067161},{"$f":"VLOOKUP(年度マスタ!$K$4&\"_\"&AC$33,データシート1!$A:$BT,MATCH(\"aa_\"&$S37,データシート1!$A$1:$BT$1,0),0)","v":0.6981800605144701},{"$f":"VLOOKUP(年度マスタ!$K$4&\"_\"&AD$33,データシート1!$A:$BT,MATCH(\"aa_\"&$S37,データシート1!$A$1:$BT$1,0),0)","v":0.7750742729074805},{"$f":"VLOOKUP(年度マスタ!$K$4&\"_\"&AE$33,データシート1!$A:$BT,MATCH(\"aa_\"&$S37,データシート1!$A$1:$BT$1,0),0)","v":0.6664486616212036},{"$f":"VLOOKUP(年度マスタ!$K$4&\"_\"&AF$33,データシート1!$A:$BT,MATCH(\"aa_\"&$S37,データシート1!$A$1:$BT$1,0),0)","v":0.6957269110232843},{"$f":"VLOOKUP(年度マスタ!$K$4&\"_\"&AG$33,データシート1!$A:$BT,MATCH(\"aa_\"&$S37,データシート1!$A$1:$BT$1,0),0)","v":0.6982535771194857},{"$f":"VLOOKUP(年度マスタ!$K$4&\"_\"&AH$33,データシート1!$A:$BT,MATCH(\"aa_\"&$S37,データシート1!$A$1:$BT$1,0),0)","v":0.5304830687142398},{"$f":"VLOOKUP(年度マスタ!$K$4&\"_\"&AI$33,データシート1!$A:$BT,MATCH(\"aa_\"&$S37,データシート1!$A$1:$BT$1,0),0)","v":0.7107020556487764},{"$f":"VLOOKUP(年度マスタ!$K$4&\"_\"&AJ$33,データシート1!$A:$BT,MATCH(\"aa_\"&$S37,データシート1!$A$1:$BT$1,0),0)","v":0.725872276812876},{"$f":"VLOOKUP(年度マスタ!$K$4&\"_\"&AK$33,データシート1!$A:$BT,MATCH(\"aa_\"&$S37,データシート1!$A$1:$BT$1,0),0)","v":0.5302796455717709},{"$nulls":11},"00","都道府県範囲(全国)",{"$f":"VLOOKUP($AW37&\"_\"&$AY$34,データシート1!$A:$BT,MATCH($AY$31&\"_\"&AY$36,データシート1!$A$1:$BT$1,0),0)","v":374767.43410208484},{"$f":"VLOOKUP($AW37&\"_\"&$AY$34,データシート1!$A:$BT,MATCH($AY$31&\"_\"&AZ$36,データシート1!$A$1:$BT$1,0),0)","v":8264.063511955179},{"$f":"VLOOKUP($AW37&\"_\"&$AY$34,データシート1!$A:$BT,MATCH($AY$31&\"_\"&BA$36,データシート1!$A$1:$BT$1,0),0)","v":15348.15634769344},{"$f":"VLOOKUP($AW37&\"_\"&$AY$34,データシート1!$A:$BT,MATCH($AY$31&\"_\"&BB$36,データシート1!$A$1:$BT$1,0),0)","v":181031.2942914641},{"$f":"VLOOKUP($AW37&\"_\"&$AY$34,データシート1!$A:$BT,MATCH($AY$31&\"_\"&BC$36,データシート1!$A$1:$BT$1,0),0)","v":170770.03734686482},{"$f":"VLOOKUP($AW37&\"_\"&$AY$34,データシート1!$A:$BT,MATCH($AY$31&\"_\"&BD$36,データシート1!$A$1:$BT$1,0),0)","v":91550.79552831233},{"$f":"VLOOKUP($AW37&\"_\"&$AY$34,データシート1!$A:$BT,MATCH($AY$31&\"_\"&BE$36,データシート1!$A$1:$BT$1,0),0)","v":72904.2385172753},{"$f":"VLOOKUP($AW37&\"_\"&$AY$34,データシート1!$A:$BT,MATCH($AY$31&\"_\"&BF$36,データシート1!$A$1:$BT$1,0),0)","v":7383.27179672036},{"$f":"VLOOKUP($AW37&\"_\"&$AY$34,データシート1!$A:$BT,MATCH($AY$31&\"_\"&BG$36,データシート1!$A$1:$BT$1,0),0)","v":10210.947770290206},{"$f":"VLOOKUP($AW37&\"_\"&$AY$34,データシート1!$A:$BT,MATCH($AY$31&\"_\"&BH$36,データシート1!$A$1:$BT$1,0),0)","v":14652.396156884162}]
[{"$nulls":12},"自動車",null,{"$f":"SUM(O39:O40)","v":15.16058837595307},{"v":0.2865344601483912,"d":"29%"},null,null,"農林水産業",null,null,"農林水産業",null,{"$f":"VLOOKUP(年度マスタ!$K$4&\"_\"&X$33,データシート1!$A:$BT,MATCH(\"aa_\"&$S38,データシート1!$A$1:$BT$1,0),0)","v":1.423527788317482},{"$f":"VLOOKUP(年度マスタ!$K$4&\"_\"&Y$33,データシート1!$A:$BT,MATCH(\"aa_\"&$S38,データシート1!$A$1:$BT$1,0),0)","v":1.266048290970154},{"$f":"VLOOKUP(年度マスタ!$K$4&\"_\"&Z$33,データシート1!$A:$BT,MATCH(\"aa_\"&$S38,データシート1!$A$1:$BT$1,0),0)","v":1.219040122152868},{"$f":"VLOOKUP(年度マスタ!$K$4&\"_\"&AA$33,データシート1!$A:$BT,MATCH(\"aa_\"&$S38,データシート1!$A$1:$BT$1,0),0)","v":1.191883862434257},{"$f":"VLOOKUP(年度マスタ!$K$4&\"_\"&AB$33,データシート1!$A:$BT,MATCH(\"aa_\"&$S38,データシート1!$A$1:$BT$1,0),0)","v":1.227752439021219},{"$f":"VLOOKUP(年度マスタ!$K$4&\"_\"&AC$33,データシート1!$A:$BT,MATCH(\"aa_\"&$S38,データシート1!$A$1:$BT$1,0),0)","v":1.233476256076075},{"$f":"VLOOKUP(年度マスタ!$K$4&\"_\"&AD$33,データシート1!$A:$BT,MATCH(\"aa_\"&$S38,データシート1!$A$1:$BT$1,0),0)","v":1.469856948775851},{"$f":"VLOOKUP(年度マスタ!$K$4&\"_\"&AE$33,データシート1!$A:$BT,MATCH(\"aa_\"&$S38,データシート1!$A$1:$BT$1,0),0)","v":1.4105812555685433},{"$f":"VLOOKUP(年度マスタ!$K$4&\"_\"&AF$33,データシート1!$A:$BT,MATCH(\"aa_\"&$S38,データシート1!$A$1:$BT$1,0),0)","v":1.3389830148080781},{"$f":"VLOOKUP(年度マスタ!$K$4&\"_\"&AG$33,データシート1!$A:$BT,MATCH(\"aa_\"&$S38,データシート1!$A$1:$BT$1,0),0)","v":1.1946241563496185},{"$f":"VLOOKUP(年度マスタ!$K$4&\"_\"&AH$33,データシート1!$A:$BT,MATCH(\"aa_\"&$S38,データシート1!$A$1:$BT$1,0),0)","v":1.1859542482401817},{"$f":"VLOOKUP(年度マスタ!$K$4&\"_\"&AI$33,データシート1!$A:$BT,MATCH(\"aa_\"&$S38,データシート1!$A$1:$BT$1,0),0)","v":3.896156206337415},{"$f":"VLOOKUP(年度マスタ!$K$4&\"_\"&AJ$33,データシート1!$A:$BT,MATCH(\"aa_\"&$S38,データシート1!$A$1:$BT$1,0),0)","v":3.790896376573884},{"$f":"VLOOKUP(年度マスタ!$K$4&\"_\"&AK$33,データシート1!$A:$BT,MATCH(\"aa_\"&$S38,データシート1!$A$1:$BT$1,0),0)","v":2.9882688478463484},{"$nulls":11},{"$f":"年度マスタ!H4","v":"39"},"都道府県範囲（都道府県）",{"$f":"VLOOKUP($AW38&\"_\"&$AY$34,データシート1!$A:$BT,MATCH($AY$31&\"_\"&AY$36,データシート1!$A$1:$BT$1,0),0)","v":1567.754745006345},{"$f":"VLOOKUP($AW38&\"_\"&$AY$34,データシート1!$A:$BT,MATCH($AY$31&\"_\"&AZ$36,データシート1!$A$1:$BT$1,0),0)","v":68.9759725185396},{"$f":"VLOOKUP($AW38&\"_\"&$AY$34,データシート1!$A:$BT,MATCH($AY$31&\"_\"&BA$36,データシート1!$A$1:$BT$1,0),0)","v":252.96148565026587},{"$f":"VLOOKUP($AW38&\"_\"&$AY$34,データシート1!$A:$BT,MATCH($AY$31&\"_\"&BB$36,データシート1!$A$1:$BT$1,0),0)","v":809.660831552265},{"$f":"VLOOKUP($AW38&\"_\"&$AY$34,データシート1!$A:$BT,MATCH($AY$31&\"_\"&BC$36,データシート1!$A$1:$BT$1,0),0)","v":786.9826376871405},{"$f":"VLOOKUP($AW38&\"_\"&$AY$34,データシート1!$A:$BT,MATCH($AY$31&\"_\"&BD$36,データシート1!$A$1:$BT$1,0),0)","v":585.0829646719923},{"$f":"VLOOKUP($AW38&\"_\"&$AY$34,データシート1!$A:$BT,MATCH($AY$31&\"_\"&BE$36,データシート1!$A$1:$BT$1,0),0)","v":638.3454163880556},{"$f":"VLOOKUP($AW38&\"_\"&$AY$34,データシート1!$A:$BT,MATCH($AY$31&\"_\"&BF$36,データシート1!$A$1:$BT$1,0),0)","v":40.32372280302246},{"$f":"VLOOKUP($AW38&\"_\"&$AY$34,データシート1!$A:$BT,MATCH($AY$31&\"_\"&BG$36,データシート1!$A$1:$BT$1,0),0)","v":65.46763667379487},{"$f":"VLOOKUP($AW38&\"_\"&$AY$34,データシート1!$A:$BT,MATCH($AY$31&\"_\"&BH$36,データシート1!$A$1:$BT$1,0),0)","v":87.15600516825202}]
[{"$nulls":13},"旅客",{"$f":"VLOOKUP(年度マスタ!$K$4&\"_\"&O$27,データシート1!$A:$BT,MATCH(\"aa_\"&$N39,データシート1!$A$1:$BT$1,0),0)","v":5.939146579841058},{"v":0.11224961174304948,"d":"11%"},null,null,"業務その他部門",null,"業務その他部門",null,null,{"$f":"VLOOKUP(年度マスタ!$K$4&\"_\"&X$33,データシート1!$A:$BT,MATCH(\"aa_\"&$S39,データシート1!$A$1:$BT$1,0),0)","v":7.851366867851494},{"$f":"VLOOKUP(年度マスタ!$K$4&\"_\"&Y$33,データシート1!$A:$BT,MATCH(\"aa_\"&$S39,データシート1!$A$1:$BT$1,0),0)","v":7.306281504299262},{"$f":"VLOOKUP(年度マスタ!$K$4&\"_\"&Z$33,データシート1!$A:$BT,MATCH(\"aa_\"&$S39,データシート1!$A$1:$BT$1,0),0)","v":10.24574784531863},{"$f":"VLOOKUP(年度マスタ!$K$4&\"_\"&AA$33,データシート1!$A:$BT,MATCH(\"aa_\"&$S39,データシート1!$A$1:$BT$1,0),0)","v":10.46275488252195},{"$f":"VLOOKUP(年度マスタ!$K$4&\"_\"&AB$33,データシート1!$A:$BT,MATCH(\"aa_\"&$S39,データシート1!$A$1:$BT$1,0),0)","v":10.8443846692902},{"$f":"VLOOKUP(年度マスタ!$K$4&\"_\"&AC$33,データシート1!$A:$BT,MATCH(\"aa_\"&$S39,データシート1!$A$1:$BT$1,0),0)","v":10.75557049529237},{"$f":"VLOOKUP(年度マスタ!$K$4&\"_\"&AD$33,データシート1!$A:$BT,MATCH(\"aa_\"&$S39,データシート1!$A$1:$BT$1,0),0)","v":10.28441075907264},{"$f":"VLOOKUP(年度マスタ!$K$4&\"_\"&AE$33,データシート1!$A:$BT,MATCH(\"aa_\"&$S39,データシート1!$A$1:$BT$1,0),0)","v":7.484458568136118},{"$f":"VLOOKUP(年度マスタ!$K$4&\"_\"&AF$33,データシート1!$A:$BT,MATCH(\"aa_\"&$S39,データシート1!$A$1:$BT$1,0),0)","v":7.131625660624958},{"$f":"VLOOKUP(年度マスタ!$K$4&\"_\"&AG$33,データシート1!$A:$BT,MATCH(\"aa_\"&$S39,データシート1!$A$1:$BT$1,0),0)","v":6.865569154165879},{"$f":"VLOOKUP(年度マスタ!$K$4&\"_\"&AH$33,データシート1!$A:$BT,MATCH(\"aa_\"&$S39,データシート1!$A$1:$BT$1,0),0)","v":5.7191456591108984},{"$f":"VLOOKUP(年度マスタ!$K$4&\"_\"&AI$33,データシート1!$A:$BT,MATCH(\"aa_\"&$S39,データシート1!$A$1:$BT$1,0),0)","v":7.019486921806978},{"$f":"VLOOKUP(年度マスタ!$K$4&\"_\"&AJ$33,データシート1!$A:$BT,MATCH(\"aa_\"&$S39,データシート1!$A$1:$BT$1,0),0)","v":6.7899602695395584},{"$f":"VLOOKUP(年度マスタ!$K$4&\"_\"&AK$33,データシート1!$A:$BT,MATCH(\"aa_\"&$S39,データシート1!$A$1:$BT$1,0),0)","v":5.183391560359956},{"$nulls":11},{"$f":"年度マスタ!K4","v":"39403"},"市区町村範囲",{"$f":"VLOOKUP($AW39&\"_\"&$AY$34,データシート1!$A:$BT,MATCH($AY$31&\"_\"&AY$36,データシート1!$A$1:$BT$1,0),0)","v":6.615350056347487},{"$f":"VLOOKUP($AW39&\"_\"&$AY$34,データシート1!$A:$BT,MATCH($AY$31&\"_\"&AZ$36,データシート1!$A$1:$BT$1,0),0)","v":0.5302796455717709},{"$f":"VLOOKUP($AW39&\"_\"&$AY$34,データシート1!$A:$BT,MATCH($AY$31&\"_\"&BA$36,データシート1!$A$1:$BT$1,0),0)","v":2.9882688478463484},{"$f":"VLOOKUP($AW39&\"_\"&$AY$34,データシート1!$A:$BT,MATCH($AY$31&\"_\"&BB$36,データシート1!$A$1:$BT$1,0),0)","v":5.183391560359956},{"$f":"VLOOKUP($AW39&\"_\"&$AY$34,データシート1!$A:$BT,MATCH($AY$31&\"_\"&BC$36,データシート1!$A$1:$BT$1,0),0)","v":5.933690227090868},{"$f":"VLOOKUP($AW39&\"_\"&$AY$34,データシート1!$A:$BT,MATCH($AY$31&\"_\"&BD$36,データシート1!$A$1:$BT$1,0),0)","v":4.434570787775122},{"$f":"VLOOKUP($AW39&\"_\"&$AY$34,データシート1!$A:$BT,MATCH($AY$31&\"_\"&BE$36,データシート1!$A$1:$BT$1,0),0)","v":7.533476410306939},{"$f":"VLOOKUP($AW39&\"_\"&$AY$34,データシート1!$A:$BT,MATCH($AY$31&\"_\"&BF$36,データシート1!$A$1:$BT$1,0),0)","v":0.2994708888335376},{"$f":"VLOOKUP($AW39&\"_\"&$AY$34,データシート1!$A:$BT,MATCH($AY$31&\"_\"&BG$36,データシート1!$A$1:$BT$1,0),0)","v":0},{"$f":"VLOOKUP($AW39&\"_\"&$AY$34,データシート1!$A:$BT,MATCH($AY$31&\"_\"&BH$36,データシート1!$A$1:$BT$1,0),0)","v":0.5748565313027693}]
[{"$nulls":13},"貨物",{"$f":"VLOOKUP(年度マスタ!$K$4&\"_\"&O$27,データシート1!$A:$BT,MATCH(\"aa_\"&$N40,データシート1!$A$1:$BT$1,0),0)","v":9.221441796112012},{"v":0.17428484840534167,"d":"17%"},null,null,"家庭部門",null,"家庭部門",null,null,{"$f":"VLOOKUP(年度マスタ!$K$4&\"_\"&X$33,データシート1!$A:$BT,MATCH(\"aa_\"&$S40,データシート1!$A$1:$BT$1,0),0)","v":7.544616787066152},{"$f":"VLOOKUP(年度マスタ!$K$4&\"_\"&Y$33,データシート1!$A:$BT,MATCH(\"aa_\"&$S40,データシート1!$A$1:$BT$1,0),0)","v":7.1970331609303},{"$f":"VLOOKUP(年度マスタ!$K$4&\"_\"&Z$33,データシート1!$A:$BT,MATCH(\"aa_\"&$S40,データシート1!$A$1:$BT$1,0),0)","v":9.70976492818812},{"$f":"VLOOKUP(年度マスタ!$K$4&\"_\"&AA$33,データシート1!$A:$BT,MATCH(\"aa_\"&$S40,データシート1!$A$1:$BT$1,0),0)","v":11.87684860274032},{"$f":"VLOOKUP(年度マスタ!$K$4&\"_\"&AB$33,データシート1!$A:$BT,MATCH(\"aa_\"&$S40,データシート1!$A$1:$BT$1,0),0)","v":12.1113972997422},{"$f":"VLOOKUP(年度マスタ!$K$4&\"_\"&AC$33,データシート1!$A:$BT,MATCH(\"aa_\"&$S40,データシート1!$A$1:$BT$1,0),0)","v":11.93631012319607},{"$f":"VLOOKUP(年度マスタ!$K$4&\"_\"&AD$33,データシート1!$A:$BT,MATCH(\"aa_\"&$S40,データシート1!$A$1:$BT$1,0),0)","v":10.0759603064153},{"$f":"VLOOKUP(年度マスタ!$K$4&\"_\"&AE$33,データシート1!$A:$BT,MATCH(\"aa_\"&$S40,データシート1!$A$1:$BT$1,0),0)","v":7.383833373797096},{"$f":"VLOOKUP(年度マスタ!$K$4&\"_\"&AF$33,データシート1!$A:$BT,MATCH(\"aa_\"&$S40,データシート1!$A$1:$BT$1,0),0)","v":8.988099445809679},{"$f":"VLOOKUP(年度マスタ!$K$4&\"_\"&AG$33,データシート1!$A:$BT,MATCH(\"aa_\"&$S40,データシート1!$A$1:$BT$1,0),0)","v":6.757154277246469},{"$f":"VLOOKUP(年度マスタ!$K$4&\"_\"&AH$33,データシート1!$A:$BT,MATCH(\"aa_\"&$S40,データシート1!$A$1:$BT$1,0),0)","v":4.772050509093589},{"$f":"VLOOKUP(年度マスタ!$K$4&\"_\"&AI$33,データシート1!$A:$BT,MATCH(\"aa_\"&$S40,データシート1!$A$1:$BT$1,0),0)","v":8.435198071913453},{"$f":"VLOOKUP(年度マスタ!$K$4&\"_\"&AJ$33,データシート1!$A:$BT,MATCH(\"aa_\"&$S40,データシート1!$A$1:$BT$1,0),0)","v":6.638481264138698},{"$f":"VLOOKUP(年度マスタ!$K$4&\"_\"&AK$33,データシート1!$A:$BT,MATCH(\"aa_\"&$S40,データシート1!$A$1:$BT$1,0),0)","v":5.933690227090868}]
[{"$nulls":12},"鉄道",null,{"$f":"VLOOKUP(年度マスタ!$K$4&\"_\"&O$27,データシート1!$A:$BT,MATCH(\"aa_\"&$M41,データシート1!$A$1:$BT$1,0),0)","v":0.479987116016599},{"v":0.009071735592013484,"d":"1%"},null,null,"運輸部門",null,"運輸部門",null,null,{"$f":"X42+X45+X46","v":16.567989194441886},{"$f":"Y42+Y45+Y46","v":16.591288317429004},16.0327257872827,16.004822360044994,15.640575491969669,15.180838959224703,14.946920840262887,14.52652521725454,14.194170544864525,13.83073227259601,13.49910610229809,{"$f":"AI42+AI45+AI46","v":12.270979346377592},{"$f":"AJ42+AJ45+AJ46","v":12.298106395531192},{"$f":"AK42+AK45+AK46","v":12.267518086915599}]
[{"$nulls":12},"船舶",null,{"$f":"VLOOKUP(年度マスタ!$K$4&\"_\"&O$27,データシート1!$A:$BT,MATCH(\"aa_\"&$M42,データシート1!$A$1:$BT$1,0),0)","v":0},{"v":0,"d":"0%"},{"$nulls":5},"自動車",null,{"$f":"SUM(X43:X44)","v":16.179612193070252},{"$f":"SUM(Y43:Y44)","v":16.196078392987058},15.584294490157408,15.525540369556978,15.16058837595307,14.730710348857578,14.510197260439725,14.109372460764725,13.797741423736706,13.472567183164504,13.157293196244016,11.954006497384999,11.991048597728076,11.968047198082061,{"$nulls":12},"産業部門","業務その他部門","家庭部門","運輸部門","廃棄物分野（一般廃棄物）","合計"]
[{"$nulls":11},"廃棄物分野（一般廃棄物）",null,null,{"$f":"VLOOKUP(年度マスタ!$K$4&\"_\"&O$27,データシート1!$A:$BT,MATCH(\"aa_\"&$L43,データシート1!$A$1:$BT$1,0),0)","v":0.5404902836313954},{"v":0.0102152428253654,"d":"1%"},null,null,"旅客",{"$nulls":3},"旅客",{"$f":"VLOOKUP(年度マスタ!$K$4&\"_\"&X$33,データシート1!$A:$BT,MATCH(\"aa_\"&$S43,データシート1!$A$1:$BT$1,0),0)","v":6.312256832609612},{"$f":"VLOOKUP(年度マスタ!$K$4&\"_\"&Y$33,データシート1!$A:$BT,MATCH(\"aa_\"&$S43,データシート1!$A$1:$BT$1,0),0)","v":6.259432777825869},{"$f":"VLOOKUP(年度マスタ!$K$4&\"_\"&Z$33,データシート1!$A:$BT,MATCH(\"aa_\"&$S43,データシート1!$A$1:$BT$1,0),0)","v":6.18222478759035},{"$f":"VLOOKUP(年度マスタ!$K$4&\"_\"&AA$33,データシート1!$A:$BT,MATCH(\"aa_\"&$S43,データシート1!$A$1:$BT$1,0),0)","v":6.179463015257229},{"$f":"VLOOKUP(年度マスタ!$K$4&\"_\"&AB$33,データシート1!$A:$BT,MATCH(\"aa_\"&$S43,データシート1!$A$1:$BT$1,0),0)","v":5.939146579841058},{"$f":"VLOOKUP(年度マスタ!$K$4&\"_\"&AC$33,データシート1!$A:$BT,MATCH(\"aa_\"&$S43,データシート1!$A$1:$BT$1,0),0)","v":5.677254056191479},{"$f":"VLOOKUP(年度マスタ!$K$4&\"_\"&AD$33,データシート1!$A:$BT,MATCH(\"aa_\"&$S43,データシート1!$A$1:$BT$1,0),0)","v":5.58527120570674},{"$f":"VLOOKUP(年度マスタ!$K$4&\"_\"&AE$33,データシート1!$A:$BT,MATCH(\"aa_\"&$S43,データシート1!$A$1:$BT$1,0),0)","v":5.485141027806948},{"$f":"VLOOKUP(年度マスタ!$K$4&\"_\"&AF$33,データシート1!$A:$BT,MATCH(\"aa_\"&$S43,データシート1!$A$1:$BT$1,0),0)","v":5.392291501935209},{"$f":"VLOOKUP(年度マスタ!$K$4&\"_\"&AG$33,データシート1!$A:$BT,MATCH(\"aa_\"&$S43,データシート1!$A$1:$BT$1,0),0)","v":5.236825038007372},{"$f":"VLOOKUP(年度マスタ!$K$4&\"_\"&AH$33,データシート1!$A:$BT,MATCH(\"aa_\"&$S43,データシート1!$A$1:$BT$1,0),0)","v":5.071342087758311},{"$f":"VLOOKUP(年度マスタ!$K$4&\"_\"&AI$33,データシート1!$A:$BT,MATCH(\"aa_\"&$S43,データシート1!$A$1:$BT$1,0),0)","v":4.405427869703569},{"$f":"VLOOKUP(年度マスタ!$K$4&\"_\"&AJ$33,データシート1!$A:$BT,MATCH(\"aa_\"&$S43,データシート1!$A$1:$BT$1,0),0)","v":4.240503281812662},{"$f":"VLOOKUP(年度マスタ!$K$4&\"_\"&AK$33,データシート1!$A:$BT,MATCH(\"aa_\"&$S43,データシート1!$A$1:$BT$1,0),0)","v":4.434570787775122},{"$nulls":11},{"$f":"AW46","v":"全国"},{"$f":"AX46/$BC46","v":{"v":0.4207275950374313,"d":"42%"}},{"v":0.1911866239059417,"d":"19%"},{"v":0.180349740261334,"d":"18%"},{"v":0.19226168778726088,"d":"19%"},{"v":0.015474353008032191,"d":"2%"},{"$f":"SUM(AX43:BB43)","v":{"v":1,"d":"100%"}}]
[{"$nulls":16},"※表中の構成比は、四捨五入の関係で合計が100％にならない場合があります。",null,"貨物",{"$nulls":3},"貨物",{"$f":"VLOOKUP(年度マスタ!$K$4&\"_\"&X$33,データシート1!$A:$BT,MATCH(\"aa_\"&$S44,データシート1!$A$1:$BT$1,0),0)","v":9.867355360460639},{"$f":"VLOOKUP(年度マスタ!$K$4&\"_\"&Y$33,データシート1!$A:$BT,MATCH(\"aa_\"&$S44,データシート1!$A$1:$BT$1,0),0)","v":9.936645615161188},{"$f":"VLOOKUP(年度マスタ!$K$4&\"_\"&Z$33,データシート1!$A:$BT,MATCH(\"aa_\"&$S44,データシート1!$A$1:$BT$1,0),0)","v":9.402069702567058},{"$f":"VLOOKUP(年度マスタ!$K$4&\"_\"&AA$33,データシート1!$A:$BT,MATCH(\"aa_\"&$S44,データシート1!$A$1:$BT$1,0),0)","v":9.34607735429975},{"$f":"VLOOKUP(年度マスタ!$K$4&\"_\"&AB$33,データシート1!$A:$BT,MATCH(\"aa_\"&$S44,データシート1!$A$1:$BT$1,0),0)","v":9.221441796112012},{"$f":"VLOOKUP(年度マスタ!$K$4&\"_\"&AC$33,データシート1!$A:$BT,MATCH(\"aa_\"&$S44,データシート1!$A$1:$BT$1,0),0)","v":9.053456292666098},{"$f":"VLOOKUP(年度マスタ!$K$4&\"_\"&AD$33,データシート1!$A:$BT,MATCH(\"aa_\"&$S44,データシート1!$A$1:$BT$1,0),0)","v":8.924926054732984},{"$f":"VLOOKUP(年度マスタ!$K$4&\"_\"&AE$33,データシート1!$A:$BT,MATCH(\"aa_\"&$S44,データシート1!$A$1:$BT$1,0),0)","v":8.624231432957776},{"$f":"VLOOKUP(年度マスタ!$K$4&\"_\"&AF$33,データシート1!$A:$BT,MATCH(\"aa_\"&$S44,データシート1!$A$1:$BT$1,0),0)","v":8.405449921801498},{"$f":"VLOOKUP(年度マスタ!$K$4&\"_\"&AG$33,データシート1!$A:$BT,MATCH(\"aa_\"&$S44,データシート1!$A$1:$BT$1,0),0)","v":8.23574214515713},{"$f":"VLOOKUP(年度マスタ!$K$4&\"_\"&AH$33,データシート1!$A:$BT,MATCH(\"aa_\"&$S44,データシート1!$A$1:$BT$1,0),0)","v":8.085951108485704},{"$f":"VLOOKUP(年度マスタ!$K$4&\"_\"&AI$33,データシート1!$A:$BT,MATCH(\"aa_\"&$S44,データシート1!$A$1:$BT$1,0),0)","v":7.5485786276814295},{"$f":"VLOOKUP(年度マスタ!$K$4&\"_\"&AJ$33,データシート1!$A:$BT,MATCH(\"aa_\"&$S44,データシート1!$A$1:$BT$1,0),0)","v":7.7505453159154145},{"$f":"VLOOKUP(年度マスタ!$K$4&\"_\"&AK$33,データシート1!$A:$BT,MATCH(\"aa_\"&$S44,データシート1!$A$1:$BT$1,0),0)","v":7.533476410306939},{"$nulls":11},{"$f":"AW47","v":"高知県"},{"v":0.3854381875692574,"d":"39%"},{"v":0.16514552101922259,"d":"17%"},{"v":0.16051987779222998,"d":"16%"},{"v":0.2711193107602197,"d":"27%"},{"v":0.017777102859070335,"d":"2%"},{"$f":"SUM(AX44:BB44)","v":{"v":1,"d":"100%"}}]
[{"$nulls":18},"鉄道",null,null,"鉄道",null,{"$f":"VLOOKUP(年度マスタ!$K$4&\"_\"&X$33,データシート1!$A:$BT,MATCH(\"aa_\"&$S45,データシート1!$A$1:$BT$1,0),0)","v":0.388377001371632},{"$f":"VLOOKUP(年度マスタ!$K$4&\"_\"&Y$33,データシート1!$A:$BT,MATCH(\"aa_\"&$S45,データシート1!$A$1:$BT$1,0),0)","v":0.395209924441948},{"$f":"VLOOKUP(年度マスタ!$K$4&\"_\"&Z$33,データシート1!$A:$BT,MATCH(\"aa_\"&$S45,データシート1!$A$1:$BT$1,0),0)","v":0.448431297125293},{"$f":"VLOOKUP(年度マスタ!$K$4&\"_\"&AA$33,データシート1!$A:$BT,MATCH(\"aa_\"&$S45,データシート1!$A$1:$BT$1,0),0)","v":0.479281990488017},{"$f":"VLOOKUP(年度マスタ!$K$4&\"_\"&AB$33,データシート1!$A:$BT,MATCH(\"aa_\"&$S45,データシート1!$A$1:$BT$1,0),0)","v":0.479987116016599},{"$f":"VLOOKUP(年度マスタ!$K$4&\"_\"&AC$33,データシート1!$A:$BT,MATCH(\"aa_\"&$S45,データシート1!$A$1:$BT$1,0),0)","v":0.450128610367126},{"$f":"VLOOKUP(年度マスタ!$K$4&\"_\"&AD$33,データシート1!$A:$BT,MATCH(\"aa_\"&$S45,データシート1!$A$1:$BT$1,0),0)","v":0.436723579823163},{"$f":"VLOOKUP(年度マスタ!$K$4&\"_\"&AE$33,データシート1!$A:$BT,MATCH(\"aa_\"&$S45,データシート1!$A$1:$BT$1,0),0)","v":0.4171527564898137},{"$f":"VLOOKUP(年度マスタ!$K$4&\"_\"&AF$33,データシート1!$A:$BT,MATCH(\"aa_\"&$S45,データシート1!$A$1:$BT$1,0),0)","v":0.396429121127819},{"$f":"VLOOKUP(年度マスタ!$K$4&\"_\"&AG$33,データシート1!$A:$BT,MATCH(\"aa_\"&$S45,データシート1!$A$1:$BT$1,0),0)","v":0.358165089431505},{"$f":"VLOOKUP(年度マスタ!$K$4&\"_\"&AH$33,データシート1!$A:$BT,MATCH(\"aa_\"&$S45,データシート1!$A$1:$BT$1,0),0)","v":0.341812906054074},{"$f":"VLOOKUP(年度マスタ!$K$4&\"_\"&AI$33,データシート1!$A:$BT,MATCH(\"aa_\"&$S45,データシート1!$A$1:$BT$1,0),0)","v":0.316972848992593},{"$f":"VLOOKUP(年度マスタ!$K$4&\"_\"&AJ$33,データシート1!$A:$BT,MATCH(\"aa_\"&$S45,データシート1!$A$1:$BT$1,0),0)","v":0.307057797803116},{"$f":"VLOOKUP(年度マスタ!$K$4&\"_\"&AK$33,データシート1!$A:$BT,MATCH(\"aa_\"&$S45,データシート1!$A$1:$BT$1,0),0)","v":0.2994708888335376},{"$nulls":11},{"$f":"AW48","v":"越知町"},{"$f":"AX48/$BC48","v":{"v":0.29723969855745064,"d":"30%"}},{"v":0.1520352446139559,"d":"15%"},{"v":0.1740424265915485,"d":"17%"},{"v":0.35982138170183336,"d":"36%"},{"v":0.016861248535211454,"d":"2%"},{"$f":"SUM(AX45:BB45)","v":{"v":0.9999999999999999,"d":"100%"}}]
[null,null,"3）部門・分野別CO2排出量構成比 令和4年度（2022年度）",{"$nulls":15},"船舶",null,null,"船舶",null,{"$f":"VLOOKUP(年度マスタ!$K$4&\"_\"&X$33,データシート1!$A:$BT,MATCH(\"aa_\"&$S46,データシート1!$A$1:$BT$1,0),0)","v":0},{"$f":"VLOOKUP(年度マスタ!$K$4&\"_\"&Y$33,データシート1!$A:$BT,MATCH(\"aa_\"&$S46,データシート1!$A$1:$BT$1,0),0)","v":0},{"$f":"VLOOKUP(年度マスタ!$K$4&\"_\"&Z$33,データシート1!$A:$BT,MATCH(\"aa_\"&$S46,データシート1!$A$1:$BT$1,0),0)","v":0},{"$f":"VLOOKUP(年度マスタ!$K$4&\"_\"&AA$33,データシート1!$A:$BT,MATCH(\"aa_\"&$S46,データシート1!$A$1:$BT$1,0),0)","v":0},{"$f":"VLOOKUP(年度マスタ!$K$4&\"_\"&AB$33,データシート1!$A:$BT,MATCH(\"aa_\"&$S46,データシート1!$A$1:$BT$1,0),0)","v":0},{"$f":"VLOOKUP(年度マスタ!$K$4&\"_\"&AC$33,データシート1!$A:$BT,MATCH(\"aa_\"&$S46,データシート1!$A$1:$BT$1,0),0)","v":0},{"$f":"VLOOKUP(年度マスタ!$K$4&\"_\"&AD$33,データシート1!$A:$BT,MATCH(\"aa_\"&$S46,データシート1!$A$1:$BT$1,0),0)","v":0},{"$f":"VLOOKUP(年度マスタ!$K$4&\"_\"&AE$33,データシート1!$A:$BT,MATCH(\"aa_\"&$S46,データシート1!$A$1:$BT$1,0),0)","v":0},{"$f":"VLOOKUP(年度マスタ!$K$4&\"_\"&AF$33,データシート1!$A:$BT,MATCH(\"aa_\"&$S46,データシート1!$A$1:$BT$1,0),0)","v":0},{"$f":"VLOOKUP(年度マスタ!$K$4&\"_\"&AG$33,データシート1!$A:$BT,MATCH(\"aa_\"&$S46,データシート1!$A$1:$BT$1,0),0)","v":0},{"$f":"VLOOKUP(年度マスタ!$K$4&\"_\"&AH$33,データシート1!$A:$BT,MATCH(\"aa_\"&$S46,データシート1!$A$1:$BT$1,0),0)","v":0},{"$f":"VLOOKUP(年度マスタ!$K$4&\"_\"&AI$33,データシート1!$A:$BT,MATCH(\"aa_\"&$S46,データシート1!$A$1:$BT$1,0),0)","v":0},{"$f":"VLOOKUP(年度マスタ!$K$4&\"_\"&AJ$33,データシート1!$A:$BT,MATCH(\"aa_\"&$S46,データシート1!$A$1:$BT$1,0),0)","v":0},{"$f":"VLOOKUP(年度マスタ!$K$4&\"_\"&AK$33,データシート1!$A:$BT,MATCH(\"aa_\"&$S46,データシート1!$A$1:$BT$1,0),0)","v":0},{"$nulls":11},"全国",{"$f":"SUM(AY37:BA37)","v":{"v":398379.6539617335,"d":"398,380 "}},{"$f":"BB37","v":{"v":181031.2942914641,"d":"181,031 "}},{"v":170770.03734686482,"d":"170,770 "},{"$f":"SUM(BD37:BG37)","v":{"v":182049.2536125982,"d":"182,049 "}},{"$f":"BH37","v":{"v":14652.396156884162,"d":"14,652 "}},{"$f":"SUM(AX46:BB46)","v":{"v":946882.6353695447,"d":"946,883 "}}]
[null,null,{"$f":"BB1","v":"3）排出量の部門・分野別構成比 令和4年度（2022年度）"},{"$nulls":15},"廃棄物分野（一般廃棄物）",null,"廃棄物分野（一般廃棄物）",null,null,{"$f":"VLOOKUP(年度マスタ!$K$4&\"_\"&X$33,データシート1!$A:$BT,MATCH(\"aa_\"&$S47,データシート1!$A$1:$BT$1,0),0)","v":0.2758239845462063},{"$f":"VLOOKUP(年度マスタ!$K$4&\"_\"&Y$33,データシート1!$A:$BT,MATCH(\"aa_\"&$S47,データシート1!$A$1:$BT$1,0),0)","v":0.5467171380735268},{"$f":"VLOOKUP(年度マスタ!$K$4&\"_\"&Z$33,データシート1!$A:$BT,MATCH(\"aa_\"&$S47,データシート1!$A$1:$BT$1,0),0)","v":0.5185331508276774},{"$f":"VLOOKUP(年度マスタ!$K$4&\"_\"&AA$33,データシート1!$A:$BT,MATCH(\"aa_\"&$S47,データシート1!$A$1:$BT$1,0),0)","v":0.6770378558294772},{"$f":"VLOOKUP(年度マスタ!$K$4&\"_\"&AB$33,データシート1!$A:$BT,MATCH(\"aa_\"&$S47,データシート1!$A$1:$BT$1,0),0)","v":0.5404902836313954},{"$f":"VLOOKUP(年度マスタ!$K$4&\"_\"&AC$33,データシート1!$A:$BT,MATCH(\"aa_\"&$S47,データシート1!$A$1:$BT$1,0),0)","v":0.673508504180175},{"$f":"VLOOKUP(年度マスタ!$K$4&\"_\"&AD$33,データシート1!$A:$BT,MATCH(\"aa_\"&$S47,データシート1!$A$1:$BT$1,0),0)","v":0.6771708064106944},{"$f":"VLOOKUP(年度マスタ!$K$4&\"_\"&AE$33,データシート1!$A:$BT,MATCH(\"aa_\"&$S47,データシート1!$A$1:$BT$1,0),0)","v":0.5135220939101681},{"$f":"VLOOKUP(年度マスタ!$K$4&\"_\"&AF$33,データシート1!$A:$BT,MATCH(\"aa_\"&$S47,データシート1!$A$1:$BT$1,0),0)","v":1.1028490024284883},{"$f":"VLOOKUP(年度マスタ!$K$4&\"_\"&AG$33,データシート1!$A:$BT,MATCH(\"aa_\"&$S47,データシート1!$A$1:$BT$1,0),0)","v":0.8043969103645242},{"$f":"VLOOKUP(年度マスタ!$K$4&\"_\"&AH$33,データシート1!$A:$BT,MATCH(\"aa_\"&$S47,データシート1!$A$1:$BT$1,0),0)","v":0.7556462492234433},{"$f":"VLOOKUP(年度マスタ!$K$4&\"_\"&AI$33,データシート1!$A:$BT,MATCH(\"aa_\"&$S47,データシート1!$A$1:$BT$1,0),0)","v":1.093663811103257},{"$f":"VLOOKUP(年度マスタ!$K$4&\"_\"&AJ$33,データシート1!$A:$BT,MATCH(\"aa_\"&$S47,データシート1!$A$1:$BT$1,0),0)","v":0.2351721433248041},{"$f":"VLOOKUP(年度マスタ!$K$4&\"_\"&AK$33,データシート1!$A:$BT,MATCH(\"aa_\"&$S47,データシート1!$A$1:$BT$1,0),0)","v":0.5748565313027693},{"$nulls":11},{"$f":"年度マスタ!I4","v":"高知県"},{"$f":"SUM(AY38:BA38)","v":{"v":1889.6922031751506,"d":"1,890 "}},{"v":809.660831552265,"d":"810 "},{"v":786.9826376871405,"d":"787 "},{"$f":"SUM(BD38:BG38)","v":{"v":1329.2197405368652,"d":"1,329 "}},{"$f":"BH38","v":{"v":87.15600516825202,"d":"87 "}},{"$f":"SUM(AX47:BB47)","v":{"v":4902.711418119673,"d":"4,903 "}}]
[{"$nulls":10},"部門・分野",{"$nulls":3},{"$f":"年度マスタ!K5","v":"令和4年度"},"構成比",{"$nulls":20},"※表中の内訳と小計・合計は、四捨五入の関係で一致しない場合があります。",{"$nulls":11},{"$f":"年度マスタ!J4","v":"越知町"},{"$f":"SUM(AY39:BA39)","v":{"v":10.133898549765608,"d":"10 "}},{"$f":"BB39","v":{"v":5.183391560359956,"d":"5 "}},{"$f":"BC39","v":{"v":5.933690227090868,"d":"6 "}},{"$f":"SUM(BD39:BG39)","v":{"v":12.267518086915599,"d":"12 "}},{"$f":"BH39","v":{"v":0.5748565313027693,"d":"1 "}},{"$f":"SUM(AX48:BB48)","v":{"v":34.093354955434805,"d":"34 "}}]
[{"$nulls":14},"排出量"]
[{"$nulls":14},"［千t-CO2］",{"$nulls":4},"5）部門・分野別CO2排出量構成比の比較（都道府県平均及び全国平均）"]
[{"$nulls":10},"合　　計　",{"$nulls":3},{"$f":"O52+O56+O57+O58+O64","v":34.093354955434805},{"$f":"P52+P56+P57+P58+P64","v":{"v":0.9999999999999999,"d":"100%"}},{"$nulls":20},{"$f":"\"（\"&年度マスタ!$K$5&\"）\"","v":"（令和4年度）"}]
[{"$nulls":11},"産業部門",null,null,{"$f":"SUM(O53:O55)","v":10.133898549765608},{"$f":"O52/$O$51","v":{"v":0.29723969855745064,"d":"30%"}}]
[{"$nulls":9},"製造業",null,null,"製造業",null,{"$f":"AK36","v":6.615350056347487},{"v":0.194036347112062,"d":"19%"}]
[{"$nulls":9},"建設業・鉱業",null,null,"建設業・鉱業",null,{"$f":"AK37","v":0.5302796455717709},{"v":0.015553753693789507,"d":"2%"}]
[{"$nulls":9},"農林水産業",null,null,"農林水産業",null,{"$f":"AK38","v":2.9882688478463484},{"v":0.0876495977515991,"d":"9%"}]
[{"$nulls":9},"業務その他部門",null,"業務その他部門",null,null,{"$f":"AK39","v":5.183391560359956},{"v":0.1520352446139559,"d":"15%"}]
[{"$nulls":9},"家庭部門",null,"家庭部門",null,null,{"$f":"AK40","v":5.933690227090868},{"v":0.1740424265915485,"d":"17%"}]
[{"$nulls":11},"運輸部門",null,null,{"$f":"SUM(O60:O63)","v":12.267518086915599},{"v":0.35982138170183336,"d":"36%"}]
[{"$nulls":12},"自動車",null,{"$f":"SUM(O60:O61)","v":11.968047198082061},{"v":0.3510375324964679,"d":"35%"}]
[{"$nulls":9},"旅客",{"$nulls":3},"旅客",{"$f":"AK43","v":4.434570787775122},{"v":0.13007141108793135,"d":"13%"}]
[{"$nulls":9},"貨物",{"$nulls":3},"貨物",{"$f":"AK44","v":7.533476410306939},{"v":0.22096612140853658,"d":"22%"}]
[{"$nulls":9},"鉄道",null,null,"鉄道",null,{"$f":"AK45","v":0.2994708888335376},{"v":0.008783849205365431,"d":"1%"}]
[{"$nulls":9},"船舶",null,null,"船舶",null,{"$f":"AK46","v":0},{"v":0,"d":"0%"}]
[{"$nulls":9},"廃棄物分野（一般廃棄物）",null,"廃棄物分野（一般廃棄物）",null,null,{"$f":"AK47","v":0.5748565313027693},{"v":0.016861248535211454,"d":"2%"}]
[{"$nulls":16},"※表中の構成比は、四捨五入の関係で合計が100％にならない場合があります。"]
[]
[null,"区域のCO2排出量は、環境省「地方公共団体実行計画（区域施策編）策定･実施マニュアル」の標準的手法に基づき、統計資料の按分により地方公共団体別部門・分野別CO2排出量を推計した値です。なお、一般廃棄物のCO2排出量は、一般廃棄物処理実態調査結果の焼却施設ごとの年間処理量等から推計しています。\n各地方公共団体の過年度のデータは、地方公共団体実行計画策定・実施支援サイト「部門別CO2排出量の現況推計(部門別データ)」（https://www.env.go.jp/policy/local_keikaku/tools/suikei2.html）を御参照ください。\n本カルテに掲載している推計年度は、地方公共団体実行計画（区域施策編）で地域の温室効果ガス排出量の目標を策定する際に基準年度や現状年度として選択できます。令和4年度（2022年度）は最新の現況推計年度です。各部門・分野別CO2排出量構成比を分析することで施策の検討に役立てることができます。\n"]
[]
[]
[null,null,"\n"]
[]
[]
[]
[]
[{"$nulls":32},"\n"]

{"sheet":"②活動量の現状把握","index":2,"n_rows":50,"n_cols":43,"rows_kept":50,"merged":[[3,38,3,39],[49,1,49,26],[51,1,51,25]]}
[null,"自治体排出量カルテ②　活動量の現状把握",{"$nulls":23},{"$f":"年度マスタ!J4","v":"越知町"}]
[{"$nulls":33},"製造業","建設業・鉱業","農林水産業","業務その他","家庭","旅客自動車","貨物自動車","鉄道","船舶","廃棄物"]
[null,"○地方公共団体の活動量",{"$nulls":30},"１）部門・分野別指標の推移（廃棄物のみ排出量の推移）"]
[{"$nulls":32},"年度","製造業","建設業・鉱業","農林水産業","業務その他","家庭","自動車",null,"鉄道","船舶","廃棄物分野（一般廃棄物）"]
[null,null,"1）部門・分野別指標の推移（廃棄物分野のみCO2排出量の推移）",{"$nulls":30},"製造品出荷額等","従業者数","従業者数","従業者数","世帯数","旅客","貨物","人口","入港船舶総トン数","CO2排出量"]
[{"$nulls":3},"産業部門（製造業）- 製造品出荷額等",{"$nulls":7},"産業部門（建設業・鉱業）- 従業者数",{"$nulls":7},"産業部門（農林水産業）- 従業者数",{"$nulls":13},"［億円］","［人］","［人］","［人］","［世帯］","［台］","［台］","［人］","［トン］","［千t-CO2］"]
[{"$nulls":3},{"$f":"AH6","v":"［億円］"},{"$nulls":7},{"$f":"AI6","v":"［人］"},{"$nulls":7},{"$f":"AJ6","v":"［人］"},{"$nulls":11},2009,"平成21年度",{"$f":"VLOOKUP(年度マスタ!$K$4&\"_\"&$AG7,データシート1!$A:$BT,MATCH(\"ab_\"&$AH$2,データシート1!$A$1:$BT$1,0),0)/10^4","v":{"v":23.6958,"d":"24 "}},{"$f":"VLOOKUP(年度マスタ!$K$4&\"_\"&$AG7,データシート1!$A:$BT,MATCH(\"ab_\"&AI$2,データシート1!$A$1:$BT$1,0),0)","v":{"v":167,"d":"167 "}},{"$f":"VLOOKUP(年度マスタ!$K$4&\"_\"&$AG7,データシート1!$A:$BT,MATCH(\"ab_\"&AJ$2,データシート1!$A$1:$BT$1,0),0)","v":{"v":25,"d":"25 "}},{"$f":"VLOOKUP(年度マスタ!$K$4&\"_\"&$AG7,データシート1!$A:$BT,MATCH(\"ab_\"&AK$2,データシート1!$A$1:$BT$1,0),0)","v":{"v":1814,"d":"1,814 "}},{"$f":"VLOOKUP(年度マスタ!$K$4&\"_\"&$AG7,データシート1!$A:$BT,MATCH(\"ab_\"&AL$2,データシート1!$A$1:$BT$1,0),0)","v":{"v":3034,"d":"3,034 "}},{"$f":"VLOOKUP(年度マスタ!$K$4&\"_\"&$AG7,データシート1!$A:$BT,MATCH(\"ab_\"&AM$2,データシート1!$A$1:$BT$1,0),0)","v":{"v":3191,"d":"3,191 "}},{"$f":"VLOOKUP(年度マスタ!$K$4&\"_\"&$AG7,データシート1!$A:$BT,MATCH(\"ab_\"&AN$2,データシート1!$A$1:$BT$1,0),0)","v":{"v":1986,"d":"1,986 "}},{"$f":"VLOOKUP(年度マスタ!$K$4&\"_\"&$AG7,データシート1!$A:$BT,MATCH(\"ab_\"&AO$2,データシート1!$A$1:$BT$1,0),0)","v":{"v":6662,"d":"6,662 "}},{"$f":"VLOOKUP(年度マスタ!$K$4&\"_\"&$AG7,データシート1!$A:$BT,MATCH(\"ab_\"&AP$2,データシート1!$A$1:$BT$1,0),0)","v":{"v":0,"d":"0 "}},{"$f":"VLOOKUP(年度マスタ!$K$4&\"_\"&$AG7,データシート1!$A:$BT,MATCH(\"ab_\"&AQ$2,データシート1!$A$1:$BT$1,0),0)","v":0.2758239845462063}]
[{"$nulls":31},2010,"平成22年度",{"$f":"VLOOKUP(年度マスタ!$K$4&\"_\"&$AG8,データシート1!$A:$BT,MATCH(\"ab_\"&$AH$2,データシート1!$A$1:$BT$1,0),0)/10^4","v":{"v":24.73,"d":"25 "}},{"$f":"VLOOKUP(年度マスタ!$K$4&\"_\"&$AG8,データシート1!$A:$BT,MATCH(\"ab_\"&AI$2,データシート1!$A$1:$BT$1,0),0)","v":{"v":167,"d":"167 "}},{"$f":"VLOOKUP(年度マスタ!$K$4&\"_\"&$AG8,データシート1!$A:$BT,MATCH(\"ab_\"&AJ$2,データシート1!$A$1:$BT$1,0),0)","v":{"v":25,"d":"25 "}},{"$f":"VLOOKUP(年度マスタ!$K$4&\"_\"&$AG8,データシート1!$A:$BT,MATCH(\"ab_\"&AK$2,データシート1!$A$1:$BT$1,0),0)","v":{"v":1814,"d":"1,814 "}},{"$f":"VLOOKUP(年度マスタ!$K$4&\"_\"&$AG8,データシート1!$A:$BT,MATCH(\"ab_\"&AL$2,データシート1!$A$1:$BT$1,0),0)","v":{"v":3004,"d":"3,004 "}},{"$f":"VLOOKUP(年度マスタ!$K$4&\"_\"&$AG8,データシート1!$A:$BT,MATCH(\"ab_\"&AM$2,データシート1!$A$1:$BT$1,0),0)","v":{"v":3179,"d":"3,179 "}},{"$f":"VLOOKUP(年度マスタ!$K$4&\"_\"&$AG8,データシート1!$A:$BT,MATCH(\"ab_\"&AN$2,データシート1!$A$1:$BT$1,0),0)","v":{"v":1950,"d":"1,950 "}},{"$f":"VLOOKUP(年度マスタ!$K$4&\"_\"&$AG8,データシート1!$A:$BT,MATCH(\"ab_\"&AO$2,データシート1!$A$1:$BT$1,0),0)","v":{"v":6496,"d":"6,496 "}},{"$f":"VLOOKUP(年度マスタ!$K$4&\"_\"&$AG8,データシート1!$A:$BT,MATCH(\"ab_\"&AP$2,データシート1!$A$1:$BT$1,0),0)","v":{"v":0,"d":"0 "}},{"$f":"VLOOKUP(年度マスタ!$K$4&\"_\"&$AG8,データシート1!$A:$BT,MATCH(\"ab_\"&AQ$2,データシート1!$A$1:$BT$1,0),0)","v":0.5467171380735268}]
[{"$nulls":31},2011,"平成23年度",{"$f":"VLOOKUP(年度マスタ!$K$4&\"_\"&$AG9,データシート1!$A:$BT,MATCH(\"ab_\"&$AH$2,データシート1!$A$1:$BT$1,0),0)/10^4","v":{"v":35.2528,"d":"35 "}},{"$f":"VLOOKUP(年度マスタ!$K$4&\"_\"&$AG9,データシート1!$A:$BT,MATCH(\"ab_\"&AI$2,データシート1!$A$1:$BT$1,0),0)","v":{"v":167,"d":"167 "}},{"$f":"VLOOKUP(年度マスタ!$K$4&\"_\"&$AG9,データシート1!$A:$BT,MATCH(\"ab_\"&AJ$2,データシート1!$A$1:$BT$1,0),0)","v":{"v":25,"d":"25 "}},{"$f":"VLOOKUP(年度マスタ!$K$4&\"_\"&$AG9,データシート1!$A:$BT,MATCH(\"ab_\"&AK$2,データシート1!$A$1:$BT$1,0),0)","v":{"v":1814,"d":"1,814 "}},{"$f":"VLOOKUP(年度マスタ!$K$4&\"_\"&$AG9,データシート1!$A:$BT,MATCH(\"ab_\"&AL$2,データシート1!$A$1:$BT$1,0),0)","v":{"v":2983,"d":"2,983 "}},{"$f":"VLOOKUP(年度マスタ!$K$4&\"_\"&$AG9,データシート1!$A:$BT,MATCH(\"ab_\"&AM$2,データシート1!$A$1:$BT$1,0),0)","v":{"v":3208,"d":"3,208 "}},{"$f":"VLOOKUP(年度マスタ!$K$4&\"_\"&$AG9,データシート1!$A:$BT,MATCH(\"ab_\"&AN$2,データシート1!$A$1:$BT$1,0),0)","v":{"v":1900,"d":"1,900 "}},{"$f":"VLOOKUP(年度マスタ!$K$4&\"_\"&$AG9,データシート1!$A:$BT,MATCH(\"ab_\"&AO$2,データシート1!$A$1:$BT$1,0),0)","v":{"v":6390,"d":"6,390 "}},{"$f":"VLOOKUP(年度マスタ!$K$4&\"_\"&$AG9,データシート1!$A:$BT,MATCH(\"ab_\"&AP$2,データシート1!$A$1:$BT$1,0),0)","v":{"v":0,"d":"0 "}},{"$f":"VLOOKUP(年度マスタ!$K$4&\"_\"&$AG9,データシート1!$A:$BT,MATCH(\"ab_\"&AQ$2,データシート1!$A$1:$BT$1,0),0)","v":0.5185331508276774}]
[{"$nulls":31},2012,"平成24年度",{"$f":"VLOOKUP(年度マスタ!$K$4&\"_\"&$AG10,データシート1!$A:$BT,MATCH(\"ab_\"&$AH$2,データシート1!$A$1:$BT$1,0),0)/10^4","v":{"v":32.505,"d":"33 "}},{"$f":"VLOOKUP(年度マスタ!$K$4&\"_\"&$AG10,データシート1!$A:$BT,MATCH(\"ab_\"&AI$2,データシート1!$A$1:$BT$1,0),0)","v":{"v":167,"d":"167 "}},{"$f":"VLOOKUP(年度マスタ!$K$4&\"_\"&$AG10,データシート1!$A:$BT,MATCH(\"ab_\"&AJ$2,データシート1!$A$1:$BT$1,0),0)","v":{"v":25,"d":"25 "}},{"$f":"VLOOKUP(年度マスタ!$K$4&\"_\"&$AG10,データシート1!$A:$BT,MATCH(\"ab_\"&AK$2,データシート1!$A$1:$BT$1,0),0)","v":{"v":1814,"d":"1,814 "}},{"$f":"VLOOKUP(年度マスタ!$K$4&\"_\"&$AG10,データシート1!$A:$BT,MATCH(\"ab_\"&AL$2,データシート1!$A$1:$BT$1,0),0)","v":{"v":2953,"d":"2,953 "}},{"$f":"VLOOKUP(年度マスタ!$K$4&\"_\"&$AG10,データシート1!$A:$BT,MATCH(\"ab_\"&AM$2,データシート1!$A$1:$BT$1,0),0)","v":{"v":3232,"d":"3,232 "}},{"$f":"VLOOKUP(年度マスタ!$K$4&\"_\"&$AG10,データシート1!$A:$BT,MATCH(\"ab_\"&AN$2,データシート1!$A$1:$BT$1,0),0)","v":{"v":1878,"d":"1,878 "}},{"$f":"VLOOKUP(年度マスタ!$K$4&\"_\"&$AG10,データシート1!$A:$BT,MATCH(\"ab_\"&AO$2,データシート1!$A$1:$BT$1,0),0)","v":{"v":6286,"d":"6,286 "}},{"$f":"VLOOKUP(年度マスタ!$K$4&\"_\"&$AG10,データシート1!$A:$BT,MATCH(\"ab_\"&AP$2,データシート1!$A$1:$BT$1,0),0)","v":{"v":0,"d":"0 "}},{"$f":"VLOOKUP(年度マスタ!$K$4&\"_\"&$AG10,データシート1!$A:$BT,MATCH(\"ab_\"&AQ$2,データシート1!$A$1:$BT$1,0),0)","v":0.6770378558294772}]
[{"$nulls":31},2013,"平成25年度",{"$f":"VLOOKUP(年度マスタ!$K$4&\"_\"&$AG11,データシート1!$A:$BT,MATCH(\"ab_\"&$AH$2,データシート1!$A$1:$BT$1,0),0)/10^4","v":{"v":30.5968,"d":"31 "}},{"$f":"VLOOKUP(年度マスタ!$K$4&\"_\"&$AG11,データシート1!$A:$BT,MATCH(\"ab_\"&AI$2,データシート1!$A$1:$BT$1,0),0)","v":{"v":167,"d":"167 "}},{"$f":"VLOOKUP(年度マスタ!$K$4&\"_\"&$AG11,データシート1!$A:$BT,MATCH(\"ab_\"&AJ$2,データシート1!$A$1:$BT$1,0),0)","v":{"v":25,"d":"25 "}},{"$f":"VLOOKUP(年度マスタ!$K$4&\"_\"&$AG11,データシート1!$A:$BT,MATCH(\"ab_\"&AK$2,データシート1!$A$1:$BT$1,0),0)","v":{"v":1814,"d":"1,814 "}},{"$f":"VLOOKUP(年度マスタ!$K$4&\"_\"&$AG11,データシート1!$A:$BT,MATCH(\"ab_\"&AL$2,データシート1!$A$1:$BT$1,0),0)","v":{"v":2946,"d":"2,946 "}},{"$f":"VLOOKUP(年度マスタ!$K$4&\"_\"&$AG11,データシート1!$A:$BT,MATCH(\"ab_\"&AM$2,データシート1!$A$1:$BT$1,0),0)","v":{"v":3245,"d":"3,245 "}},{"$f":"VLOOKUP(年度マスタ!$K$4&\"_\"&$AG11,データシート1!$A:$BT,MATCH(\"ab_\"&AN$2,データシート1!$A$1:$BT$1,0),0)","v":{"v":1846,"d":"1,846 "}},{"$f":"VLOOKUP(年度マスタ!$K$4&\"_\"&$AG11,データシート1!$A:$BT,MATCH(\"ab_\"&AO$2,データシート1!$A$1:$BT$1,0),0)","v":{"v":6205,"d":"6,205 "}},{"$f":"VLOOKUP(年度マスタ!$K$4&\"_\"&$AG11,データシート1!$A:$BT,MATCH(\"ab_\"&AP$2,データシート1!$A$1:$BT$1,0),0)","v":{"v":0,"d":"0 "}},{"$f":"VLOOKUP(年度マスタ!$K$4&\"_\"&$AG11,データシート1!$A:$BT,MATCH(\"ab_\"&AQ$2,データシート1!$A$1:$BT$1,0),0)","v":0.5404902836313954}]
[{"$nulls":31},2014,"平成26年度",{"$f":"VLOOKUP(年度マスタ!$K$4&\"_\"&$AG12,データシート1!$A:$BT,MATCH(\"ab_\"&$AH$2,データシート1!$A$1:$BT$1,0),0)/10^4","v":{"v":30.1951,"d":"30 "}},{"$f":"VLOOKUP(年度マスタ!$K$4&\"_\"&$AG12,データシート1!$A:$BT,MATCH(\"ab_\"&AI$2,データシート1!$A$1:$BT$1,0),0)","v":{"v":176,"d":"176 "}},{"$f":"VLOOKUP(年度マスタ!$K$4&\"_\"&$AG12,データシート1!$A:$BT,MATCH(\"ab_\"&AJ$2,データシート1!$A$1:$BT$1,0),0)","v":{"v":23,"d":"23 "}},{"$f":"VLOOKUP(年度マスタ!$K$4&\"_\"&$AG12,データシート1!$A:$BT,MATCH(\"ab_\"&AK$2,データシート1!$A$1:$BT$1,0),0)","v":{"v":1837,"d":"1,837 "}},{"$f":"VLOOKUP(年度マスタ!$K$4&\"_\"&$AG12,データシート1!$A:$BT,MATCH(\"ab_\"&AL$2,データシート1!$A$1:$BT$1,0),0)","v":{"v":2911,"d":"2,911 "}},{"$f":"VLOOKUP(年度マスタ!$K$4&\"_\"&$AG12,データシート1!$A:$BT,MATCH(\"ab_\"&AM$2,データシート1!$A$1:$BT$1,0),0)","v":{"v":3267,"d":"3,267 "}},{"$f":"VLOOKUP(年度マスタ!$K$4&\"_\"&$AG12,データシート1!$A:$BT,MATCH(\"ab_\"&AN$2,データシート1!$A$1:$BT$1,0),0)","v":{"v":1803,"d":"1,803 "}},{"$f":"VLOOKUP(年度マスタ!$K$4&\"_\"&$AG12,データシート1!$A:$BT,MATCH(\"ab_\"&AO$2,データシート1!$A$1:$BT$1,0),0)","v":{"v":6065,"d":"6,065 "}},{"$f":"VLOOKUP(年度マスタ!$K$4&\"_\"&$AG12,データシート1!$A:$BT,MATCH(\"ab_\"&AP$2,データシート1!$A$1:$BT$1,0),0)","v":{"v":0,"d":"0 "}},{"$f":"VLOOKUP(年度マスタ!$K$4&\"_\"&$AG12,データシート1!$A:$BT,MATCH(\"ab_\"&AQ$2,データシート1!$A$1:$BT$1,0),0)","v":0.673508504180175}]
[{"$nulls":31},2015,"平成27年度",{"$f":"VLOOKUP(年度マスタ!$K$4&\"_\"&$AG13,データシート1!$A:$BT,MATCH(\"ab_\"&$AH$2,データシート1!$A$1:$BT$1,0),0)/10^4","v":{"v":33.4237,"d":"33 "}},{"$f":"VLOOKUP(年度マスタ!$K$4&\"_\"&$AG13,データシート1!$A:$BT,MATCH(\"ab_\"&AI$2,データシート1!$A$1:$BT$1,0),0)","v":{"v":176,"d":"176 "}},{"$f":"VLOOKUP(年度マスタ!$K$4&\"_\"&$AG13,データシート1!$A:$BT,MATCH(\"ab_\"&AJ$2,データシート1!$A$1:$BT$1,0),0)","v":{"v":23,"d":"23 "}},{"$f":"VLOOKUP(年度マスタ!$K$4&\"_\"&$AG13,データシート1!$A:$BT,MATCH(\"ab_\"&AK$2,データシート1!$A$1:$BT$1,0),0)","v":{"v":1837,"d":"1,837 "}},{"$f":"VLOOKUP(年度マスタ!$K$4&\"_\"&$AG13,データシート1!$A:$BT,MATCH(\"ab_\"&AL$2,データシート1!$A$1:$BT$1,0),0)","v":{"v":2907,"d":"2,907 "}},{"$f":"VLOOKUP(年度マスタ!$K$4&\"_\"&$AG13,データシート1!$A:$BT,MATCH(\"ab_\"&AM$2,データシート1!$A$1:$BT$1,0),0)","v":{"v":3245,"d":"3,245 "}},{"$f":"VLOOKUP(年度マスタ!$K$4&\"_\"&$AG13,データシート1!$A:$BT,MATCH(\"ab_\"&AN$2,データシート1!$A$1:$BT$1,0),0)","v":{"v":1776,"d":"1,776 "}},{"$f":"VLOOKUP(年度マスタ!$K$4&\"_\"&$AG13,データシート1!$A:$BT,MATCH(\"ab_\"&AO$2,データシート1!$A$1:$BT$1,0),0)","v":{"v":6011,"d":"6,011 "}},{"$f":"VLOOKUP(年度マスタ!$K$4&\"_\"&$AG13,データシート1!$A:$BT,MATCH(\"ab_\"&AP$2,データシート1!$A$1:$BT$1,0),0)","v":{"v":0,"d":"0 "}},{"$f":"VLOOKUP(年度マスタ!$K$4&\"_\"&$AG13,データシート1!$A:$BT,MATCH(\"ab_\"&AQ$2,データシート1!$A$1:$BT$1,0),0)","v":0.6771708064106944}]
[{"$nulls":31},2016,"平成28年度",{"$f":"VLOOKUP(年度マスタ!$K$4&\"_\"&$AG14,データシート1!$A:$BT,MATCH(\"ab_\"&$AH$2,データシート1!$A$1:$BT$1,0),0)/10^4","v":{"v":29.9963,"d":"30 "}},{"$f":"VLOOKUP(年度マスタ!$K$4&\"_\"&$AG14,データシート1!$A:$BT,MATCH(\"ab_\"&AI$2,データシート1!$A$1:$BT$1,0),0)","v":{"v":176,"d":"176 "}},{"$f":"VLOOKUP(年度マスタ!$K$4&\"_\"&$AG14,データシート1!$A:$BT,MATCH(\"ab_\"&AJ$2,データシート1!$A$1:$BT$1,0),0)","v":{"v":23,"d":"23 "}},{"$f":"VLOOKUP(年度マスタ!$K$4&\"_\"&$AG14,データシート1!$A:$BT,MATCH(\"ab_\"&AK$2,データシート1!$A$1:$BT$1,0),0)","v":{"v":1837,"d":"1,837 "}},{"$f":"VLOOKUP(年度マスタ!$K$4&\"_\"&$AG14,データシート1!$A:$BT,MATCH(\"ab_\"&AL$2,データシート1!$A$1:$BT$1,0),0)","v":{"v":2883,"d":"2,883 "}},{"$f":"VLOOKUP(年度マスタ!$K$4&\"_\"&$AG14,データシート1!$A:$BT,MATCH(\"ab_\"&AM$2,データシート1!$A$1:$BT$1,0),0)","v":{"v":3226,"d":"3,226 "}},{"$f":"VLOOKUP(年度マスタ!$K$4&\"_\"&$AG14,データシート1!$A:$BT,MATCH(\"ab_\"&AN$2,データシート1!$A$1:$BT$1,0),0)","v":{"v":1775,"d":"1,775 "}},{"$f":"VLOOKUP(年度マスタ!$K$4&\"_\"&$AG14,データシート1!$A:$BT,MATCH(\"ab_\"&AO$2,データシート1!$A$1:$BT$1,0),0)","v":{"v":5906,"d":"5,906 "}},{"$f":"VLOOKUP(年度マスタ!$K$4&\"_\"&$AG14,データシート1!$A:$BT,MATCH(\"ab_\"&AP$2,データシート1!$A$1:$BT$1,0),0)","v":{"v":0,"d":"0 "}},{"$f":"VLOOKUP(年度マスタ!$K$4&\"_\"&$AG14,データシート1!$A:$BT,MATCH(\"ab_\"&AQ$2,データシート1!$A$1:$BT$1,0),0)","v":0.5135220939101681}]
[{"$nulls":31},2017,"平成29年度",{"$f":"VLOOKUP(年度マスタ!$K$4&\"_\"&$AG15,データシート1!$A:$BT,MATCH(\"ab_\"&$AH$2,データシート1!$A$1:$BT$1,0),0)/10^4","v":{"v":33.0029,"d":"33 "}},{"$f":"VLOOKUP(年度マスタ!$K$4&\"_\"&$AG15,データシート1!$A:$BT,MATCH(\"ab_\"&AI$2,データシート1!$A$1:$BT$1,0),0)","v":{"v":176,"d":"176 "}},{"$f":"VLOOKUP(年度マスタ!$K$4&\"_\"&$AG15,データシート1!$A:$BT,MATCH(\"ab_\"&AJ$2,データシート1!$A$1:$BT$1,0),0)","v":{"v":23,"d":"23 "}},{"$f":"VLOOKUP(年度マスタ!$K$4&\"_\"&$AG15,データシート1!$A:$BT,MATCH(\"ab_\"&AK$2,データシート1!$A$1:$BT$1,0),0)","v":{"v":1837,"d":"1,837 "}},{"$f":"VLOOKUP(年度マスタ!$K$4&\"_\"&$AG15,データシート1!$A:$BT,MATCH(\"ab_\"&AL$2,データシート1!$A$1:$BT$1,0),0)","v":{"v":2873,"d":"2,873 "}},{"$f":"VLOOKUP(年度マスタ!$K$4&\"_\"&$AG15,データシート1!$A:$BT,MATCH(\"ab_\"&AM$2,データシート1!$A$1:$BT$1,0),0)","v":{"v":3224,"d":"3,224 "}},{"$f":"VLOOKUP(年度マスタ!$K$4&\"_\"&$AG15,データシート1!$A:$BT,MATCH(\"ab_\"&AN$2,データシート1!$A$1:$BT$1,0),0)","v":{"v":1741,"d":"1,741 "}},{"$f":"VLOOKUP(年度マスタ!$K$4&\"_\"&$AG15,データシート1!$A:$BT,MATCH(\"ab_\"&AO$2,データシート1!$A$1:$BT$1,0),0)","v":{"v":5804,"d":"5,804 "}},{"$f":"VLOOKUP(年度マスタ!$K$4&\"_\"&$AG15,データシート1!$A:$BT,MATCH(\"ab_\"&AP$2,データシート1!$A$1:$BT$1,0),0)","v":{"v":0,"d":"0 "}},{"$f":"VLOOKUP(年度マスタ!$K$4&\"_\"&$AG15,データシート1!$A:$BT,MATCH(\"ab_\"&AQ$2,データシート1!$A$1:$BT$1,0),0)","v":1.102849002428488}]
[{"$nulls":31},2018,"平成30年度",{"$f":"VLOOKUP(年度マスタ!$K$4&\"_\"&$AG16,データシート1!$A:$BT,MATCH(\"ab_\"&$AH$2,データシート1!$A$1:$BT$1,0),0)/10^4","v":{"v":32.7123,"d":"33 "}},{"$f":"VLOOKUP(年度マスタ!$K$4&\"_\"&$AG16,データシート1!$A:$BT,MATCH(\"ab_\"&AI$2,データシート1!$A$1:$BT$1,0),0)","v":{"v":176,"d":"176 "}},{"$f":"VLOOKUP(年度マスタ!$K$4&\"_\"&$AG16,データシート1!$A:$BT,MATCH(\"ab_\"&AJ$2,データシート1!$A$1:$BT$1,0),0)","v":{"v":23,"d":"23 "}},{"$f":"VLOOKUP(年度マスタ!$K$4&\"_\"&$AG16,データシート1!$A:$BT,MATCH(\"ab_\"&AK$2,データシート1!$A$1:$BT$1,0),0)","v":{"v":1837,"d":"1,837 "}},{"$f":"VLOOKUP(年度マスタ!$K$4&\"_\"&$AG16,データシート1!$A:$BT,MATCH(\"ab_\"&AL$2,データシート1!$A$1:$BT$1,0),0)","v":{"v":2827,"d":"2,827 "}},{"$f":"VLOOKUP(年度マスタ!$K$4&\"_\"&$AG16,データシート1!$A:$BT,MATCH(\"ab_\"&AM$2,データシート1!$A$1:$BT$1,0),0)","v":{"v":3191,"d":"3,191 "}},{"$f":"VLOOKUP(年度マスタ!$K$4&\"_\"&$AG16,データシート1!$A:$BT,MATCH(\"ab_\"&AN$2,データシート1!$A$1:$BT$1,0),0)","v":{"v":1723,"d":"1,723 "}},{"$f":"VLOOKUP(年度マスタ!$K$4&\"_\"&$AG16,データシート1!$A:$BT,MATCH(\"ab_\"&AO$2,データシート1!$A$1:$BT$1,0),0)","v":{"v":5651,"d":"5,651 "}},{"$f":"VLOOKUP(年度マスタ!$K$4&\"_\"&$AG16,データシート1!$A:$BT,MATCH(\"ab_\"&AP$2,データシート1!$A$1:$BT$1,0),0)","v":{"v":0,"d":"0 "}},{"$f":"VLOOKUP(年度マスタ!$K$4&\"_\"&$AG16,データシート1!$A:$BT,MATCH(\"ab_\"&AQ$2,データシート1!$A$1:$BT$1,0),0)","v":0.8043969103645242}]
[{"$nulls":31},2019,"令和元年度",{"$f":"VLOOKUP(年度マスタ!$K$4&\"_\"&$AG17,データシート1!$A:$BT,MATCH(\"ab_\"&$AH$2,データシート1!$A$1:$BT$1,0),0)/10^4","v":{"v":32.3961,"d":"32 "}},{"$f":"VLOOKUP(年度マスタ!$K$4&\"_\"&$AG17,データシート1!$A:$BT,MATCH(\"ab_\"&AI$2,データシート1!$A$1:$BT$1,0),0)","v":{"v":176,"d":"176 "}},{"$f":"VLOOKUP(年度マスタ!$K$4&\"_\"&$AG17,データシート1!$A:$BT,MATCH(\"ab_\"&AJ$2,データシート1!$A$1:$BT$1,0),0)","v":{"v":23,"d":"23 "}},{"$f":"VLOOKUP(年度マスタ!$K$4&\"_\"&$AG17,データシート1!$A:$BT,MATCH(\"ab_\"&AK$2,データシート1!$A$1:$BT$1,0),0)","v":{"v":1837,"d":"1,837 "}},{"$f":"VLOOKUP(年度マスタ!$K$4&\"_\"&$AG17,データシート1!$A:$BT,MATCH(\"ab_\"&AL$2,データシート1!$A$1:$BT$1,0),0)","v":{"v":2786,"d":"2,786 "}},{"$f":"VLOOKUP(年度マスタ!$K$4&\"_\"&$AG17,データシート1!$A:$BT,MATCH(\"ab_\"&AM$2,データシート1!$A$1:$BT$1,0),0)","v":{"v":3175,"d":"3,175 "}},{"$f":"VLOOKUP(年度マスタ!$K$4&\"_\"&$AG17,データシート1!$A:$BT,MATCH(\"ab_\"&AN$2,データシート1!$A$1:$BT$1,0),0)","v":{"v":1679,"d":"1,679 "}},{"$f":"VLOOKUP(年度マスタ!$K$4&\"_\"&$AG17,データシート1!$A:$BT,MATCH(\"ab_\"&AO$2,データシート1!$A$1:$BT$1,0),0)","v":{"v":5539,"d":"5,539 "}},{"$f":"VLOOKUP(年度マスタ!$K$4&\"_\"&$AG17,データシート1!$A:$BT,MATCH(\"ab_\"&AP$2,データシート1!$A$1:$BT$1,0),0)","v":{"v":0,"d":"0 "}},{"$f":"VLOOKUP(年度マスタ!$K$4&\"_\"&$AG17,データシート1!$A:$BT,MATCH(\"ab_\"&AQ$2,データシート1!$A$1:$BT$1,0),0)","v":0.7556462492234433}]
[{"$nulls":31},2020,"令和2年度",{"$f":"VLOOKUP(年度マスタ!$K$4&\"_\"&$AG18,データシート1!$A:$BT,MATCH(\"ab_\"&$AH$2,データシート1!$A$1:$BT$1,0),0)/10^4","v":{"v":26.5577,"d":"27 "}},{"$f":"VLOOKUP(年度マスタ!$K$4&\"_\"&$AG18,データシート1!$A:$BT,MATCH(\"ab_\"&AI$2,データシート1!$A$1:$BT$1,0),0)","v":{"v":174,"d":"174 "}},{"$f":"VLOOKUP(年度マスタ!$K$4&\"_\"&$AG18,データシート1!$A:$BT,MATCH(\"ab_\"&AJ$2,データシート1!$A$1:$BT$1,0),0)","v":{"v":66,"d":"66 "}},{"$f":"VLOOKUP(年度マスタ!$K$4&\"_\"&$AG18,データシート1!$A:$BT,MATCH(\"ab_\"&AK$2,データシート1!$A$1:$BT$1,0),0)","v":{"v":1651,"d":"1,651 "}},{"$f":"VLOOKUP(年度マスタ!$K$4&\"_\"&$AG18,データシート1!$A:$BT,MATCH(\"ab_\"&AL$2,データシート1!$A$1:$BT$1,0),0)","v":{"v":2755,"d":"2,755 "}},{"$f":"VLOOKUP(年度マスタ!$K$4&\"_\"&$AG18,データシート1!$A:$BT,MATCH(\"ab_\"&AM$2,データシート1!$A$1:$BT$1,0),0)","v":{"v":3148,"d":"3,148 "}},{"$f":"VLOOKUP(年度マスタ!$K$4&\"_\"&$AG18,データシート1!$A:$BT,MATCH(\"ab_\"&AN$2,データシート1!$A$1:$BT$1,0),0)","v":{"v":1666,"d":"1,666 "}},{"$f":"VLOOKUP(年度マスタ!$K$4&\"_\"&$AG18,データシート1!$A:$BT,MATCH(\"ab_\"&AO$2,データシート1!$A$1:$BT$1,0),0)","v":{"v":5376,"d":"5,376 "}},{"$f":"VLOOKUP(年度マスタ!$K$4&\"_\"&$AG18,データシート1!$A:$BT,MATCH(\"ab_\"&AP$2,データシート1!$A$1:$BT$1,0),0)","v":{"v":0,"d":"0 "}},{"$f":"VLOOKUP(年度マスタ!$K$4&\"_\"&$AG18,データシート1!$A:$BT,MATCH(\"ab_\"&AQ$2,データシート1!$A$1:$BT$1,0),0)","v":1.093663811103257}]
[{"$nulls":31},2021,"令和3年度",{"$f":"VLOOKUP(年度マスタ!$K$4&\"_\"&$AG19,データシート1!$A:$BT,MATCH(\"ab_\"&$AH$2,データシート1!$A$1:$BT$1,0),0)/10^4","v":{"v":27.3093,"d":"27 "}},{"$f":"VLOOKUP(年度マスタ!$K$4&\"_\"&$AG19,データシート1!$A:$BT,MATCH(\"ab_\"&AI$2,データシート1!$A$1:$BT$1,0),0)","v":{"v":174,"d":"174 "}},{"$f":"VLOOKUP(年度マスタ!$K$4&\"_\"&$AG19,データシート1!$A:$BT,MATCH(\"ab_\"&AJ$2,データシート1!$A$1:$BT$1,0),0)","v":{"v":66,"d":"66 "}},{"$f":"VLOOKUP(年度マスタ!$K$4&\"_\"&$AG19,データシート1!$A:$BT,MATCH(\"ab_\"&AK$2,データシート1!$A$1:$BT$1,0),0)","v":{"v":1651,"d":"1,651 "}},{"$f":"VLOOKUP(年度マスタ!$K$4&\"_\"&$AG19,データシート1!$A:$BT,MATCH(\"ab_\"&AL$2,データシート1!$A$1:$BT$1,0),0)","v":{"v":2715,"d":"2,715 "}},{"$f":"VLOOKUP(年度マスタ!$K$4&\"_\"&$AG19,データシート1!$A:$BT,MATCH(\"ab_\"&AM$2,データシート1!$A$1:$BT$1,0),0)","v":{"v":3120,"d":"3,120 "}},{"$f":"VLOOKUP(年度マスタ!$K$4&\"_\"&$AG19,データシート1!$A:$BT,MATCH(\"ab_\"&AN$2,データシート1!$A$1:$BT$1,0),0)","v":{"v":1668,"d":"1,668 "}},{"$f":"VLOOKUP(年度マスタ!$K$4&\"_\"&$AG19,データシート1!$A:$BT,MATCH(\"ab_\"&AO$2,データシート1!$A$1:$BT$1,0),0)","v":{"v":5259,"d":"5,259 "}},{"$f":"VLOOKUP(年度マスタ!$K$4&\"_\"&$AG19,データシート1!$A:$BT,MATCH(\"ab_\"&AP$2,データシート1!$A$1:$BT$1,0),0)","v":{"v":0,"d":"0 "}},{"$f":"VLOOKUP(年度マスタ!$K$4&\"_\"&$AG19,データシート1!$A:$BT,MATCH(\"ab_\"&AQ$2,データシート1!$A$1:$BT$1,0),0)","v":0.2351721433248041}]
[{"$nulls":3},"業務その他部門 - 従業者数",{"$nulls":7},"家庭部門 - 世帯数",{"$nulls":7},"運輸部門（自動車）- 自動車保有台数",{"$nulls":11},2022,"令和4年度",{"$f":"VLOOKUP(年度マスタ!$K$4&\"_\"&$AG20,データシート1!$A:$BT,MATCH(\"ab_\"&$AH$2,データシート1!$A$1:$BT$1,0),0)/10^4","v":{"v":27.3141,"d":"27 "}},{"$f":"VLOOKUP(年度マスタ!$K$4&\"_\"&$AG20,データシート1!$A:$BT,MATCH(\"ab_\"&AI$2,データシート1!$A$1:$BT$1,0),0)","v":{"v":174,"d":"174 "}},{"$f":"VLOOKUP(年度マスタ!$K$4&\"_\"&$AG20,データシート1!$A:$BT,MATCH(\"ab_\"&AJ$2,データシート1!$A$1:$BT$1,0),0)","v":{"v":66,"d":"66 "}},{"$f":"VLOOKUP(年度マスタ!$K$4&\"_\"&$AG20,データシート1!$A:$BT,MATCH(\"ab_\"&AK$2,データシート1!$A$1:$BT$1,0),0)","v":{"v":1651,"d":"1,651 "}},{"$f":"VLOOKUP(年度マスタ!$K$4&\"_\"&$AG20,データシート1!$A:$BT,MATCH(\"ab_\"&AL$2,データシート1!$A$1:$BT$1,0),0)","v":{"v":2640,"d":"2,640 "}},{"$f":"VLOOKUP(年度マスタ!$K$4&\"_\"&$AG20,データシート1!$A:$BT,MATCH(\"ab_\"&AM$2,データシート1!$A$1:$BT$1,0),0)","v":{"v":3100,"d":"3,100 "}},{"$f":"VLOOKUP(年度マスタ!$K$4&\"_\"&$AG20,データシート1!$A:$BT,MATCH(\"ab_\"&AN$2,データシート1!$A$1:$BT$1,0),0)","v":{"v":1646,"d":"1,646 "}},{"$f":"VLOOKUP(年度マスタ!$K$4&\"_\"&$AG20,データシート1!$A:$BT,MATCH(\"ab_\"&AO$2,データシート1!$A$1:$BT$1,0),0)","v":{"v":5087,"d":"5,087 "}},{"$f":"VLOOKUP(年度マスタ!$K$4&\"_\"&$AG20,データシート1!$A:$BT,MATCH(\"ab_\"&AP$2,データシート1!$A$1:$BT$1,0),0)","v":{"v":0,"d":"0 "}},{"$f":"VLOOKUP(年度マスタ!$K$4&\"_\"&$AG20,データシート1!$A:$BT,MATCH(\"ab_\"&AQ$2,データシート1!$A$1:$BT$1,0),0)","v":0.5748565313027693}]
[{"$nulls":3},{"$f":"AK6","v":"［人］"},{"$nulls":7},{"$f":"AL6","v":"［世帯］"},{"$nulls":7},{"$f":"AM6","v":"［台］"}]
{"$rows_empty":12}
[{"$nulls":3},"運輸部門（鉄道）- 人口",{"$nulls":7},"運輸部門（船舶）- 入港船舶総トン数",{"$nulls":7},"廃棄物分野（一般廃棄物） - CO2排出量"]
[{"$nulls":3},{"$f":"AO6","v":"［人］"},{"$nulls":7},{"$f":"AP6","v":"［トン］"},{"$nulls":7},"[千t-CO2]"]
{"$rows_empty":14}
[null,"部門・分野別活動量の推移で示す各指標は、部門・分野別CO2排出量の推計に用いた按分指標です。それぞれの指標の経年変化を分析することで、CO2排出量の要因となる活動量がどのように増減しているかを把握することができます。\n各指標の引用元は次のとおりです。製造品出荷額等（製造業）：令和元年度までは工業統計調査・令和2年度は経済センサス（活動調査）・令和3年度以降は経済構造実態調査，　従業者数（建設業・鉱業、農林水産業、業務その他部門）：令和元年度までは経済センサス（基礎調査）・令和2年度以降は経済センサス（活動調査），　世帯数（家庭部門）：住民基本台帳に基づく人口、人口動態及び世帯数調査，　自動車保有台数（運輸部門）：一般財団法人自動車検査登録情報協会「市区町村別自動車保有車両数」及び一般社団法人全国軽自動車協会連合会「市区町村別軽自動車車両数」，　人口（鉄道）：住民基本台帳に基づく人口、人口動態及び世帯数調査，　入港船舶総トン数（船舶）：港湾統計年報\nなお、従業者数は経済センサス（基礎調査）を使用し、「平成20年度」、「平成21年度～平成25年度」、「平成26年度～令和元年度」をそれぞれ同じ統計から集計（廃置分合等により数値が同値でない場合もあります）していましたが、令和3年経済センサスからは活動調査で把握されることとなり、令和2年度以降の従業者数は経済センサス（活動調査）から集計しています。廃棄物分野は按分ではなく一般廃棄物処理実態調査結果の焼却施設ごとの年間処理量等から推計しているため、推計したCO2排出量の推移を掲載しています。"]

{"sheet":"③特定事業所の現状把握","index":3,"n_rows":73,"n_cols":63,"rows_kept":73,"merged":[[4,31,5,32],[23,28,23,30],[31,28,31,30]]}
[]
[null,"自治体排出量カルテ③　特定事業所の温室効果ガス排出量の現状把握",{"$nulls":39},{"$f":"年度マスタ!J4","v":"越知町"}]
[null,"1　地方公共団体の特定事業所排出量",{"$nulls":25},"2　地方公共団体の区域のCO2排出量との比較"]
[{"$nulls":31},"   　  ",{"$nulls":15},"データ（特定事業所件数）","データ（特定事業所排出量）"]
[{"$nulls":47},"bb","ba"]
[{"$nulls":47},"_ene","_ene"]
[{"$nulls":47},"B.SHKデータ","B.SHKデータ"]
[{"$nulls":47},{"$f":"年度マスタ!K6","v":"令和3年度"},{"$f":"年度マスタ!K6","v":"令和3年度"}]
[{"$nulls":47},{"$f":"年度マスタ!J6","v":2021},{"$f":"年度マスタ!J6","v":2021}]
[]
[{"$nulls":47},"円グラフの作成"]
[{"$nulls":47},"部門別"]
[{"$nulls":48},"産業部門",null,{"$f":"SUM(AX14:AX16)","v":0},{"$nulls":5},{"$f":"年度マスタ!K4","v":"39403"},{"$f":"年度マスタ!K4","v":"39403"},{"$f":"年度マスタ!K4","v":"39403"},"00","00","00",{"$f":"年度マスタ!K4","v":"39403"}]
[{"$nulls":47},"製造業","製造業",{"$f":"P23","v":0},{"$nulls":6},{"$f":"AP2","v":"越知町"},{"$f":"AP2","v":"越知町"},{"$f":"AP2","v":"越知町"},"全国","全国","全国",{"$f":"AP2","v":"越知町"}]
[{"$nulls":47},"建設業・鉱業","建設業・鉱業",0,null,null,"参照用","大分類","中分類","グラフ表示用","事業所数","特定事業所排出量","1事業所当たり","事業所数","特定事業所排出量","1事業所当たり","全国平均との比較"]
[{"$nulls":47},"農林水産業","農林水産業",0,null,null,14,"エネルギー多消費業種\n（エネルギー転換部門を除く）","14：パルプ・紙・紙加工品製造業",{"$f":"BC16&\"(N=\"&BE16&\")\"","v":"14：パルプ・紙・紙加工品製造業(N=0)"},{"$f":"VLOOKUP(BE$13&\"_\"&$AV$8,データシート2!$A:$SI,MATCH($AV$5&\"_\"&$BA16&$AV$6,データシート2!$A$1:$SI$1,0),0)","v":{"v":0,"d":"0 "}},{"$f":"VLOOKUP(BF$13&\"_\"&$AW$8,データシート2!$A:$SI,MATCH($AW$5&\"_\"&$BA16&$AW$6,データシート2!$A$1:$SI$1,0),0)","v":0},{"$f":"BF16/BE16","v":{"$error":"#DIV/0!"}},{"$f":"VLOOKUP(BH$13&\"_\"&$AV$8,データシート2!$A:$SI,MATCH($AV$5&\"_\"&$BA16&$AV$6,データシート2!$A$1:$SI$1,0),0)","v":{"v":390,"d":"390 "}},{"$f":"VLOOKUP(BI$13&\"_\"&$AW$8,データシート2!$A:$SI,MATCH($AW$5&\"_\"&$BA16&$AW$6,データシート2!$A$1:$SI$1,0),0)","v":{"v":23128.171,"d":"23,128 "}},{"$f":"BI16/BH16","v":{"v":59.30300256410256,"d":"59 "}},{"$f":"BG16/BJ16","v":{"$error":"#DIV/0!"}}]
[{"$nulls":48},"業務その他部門",{"$f":"P26","v":0},{"$f":"AX17","v":0},null,16,null,"16：化学工業",{"$f":"BC17&\"(N=\"&BE17&\")\"","v":"16：化学工業(N=0)"},{"$f":"VLOOKUP(BE$13&\"_\"&$AV$8,データシート2!$A:$SI,MATCH($AV$5&\"_\"&$BA17&$AV$6,データシート2!$A$1:$SI$1,0),0)","v":{"v":0,"d":"0 "}},{"$f":"VLOOKUP(BF$13&\"_\"&$AW$8,データシート2!$A:$SI,MATCH($AW$5&\"_\"&$BA17&$AW$6,データシート2!$A$1:$SI$1,0),0)","v":0},{"$f":"BF17/BE17","v":{"$error":"#DIV/0!"}},{"$f":"VLOOKUP(BH$13&\"_\"&$AV$8,データシート2!$A:$SI,MATCH($AV$5&\"_\"&$BA17&$AV$6,データシート2!$A$1:$SI$1,0),0)","v":{"v":1191,"d":"1,191 "}},{"$f":"VLOOKUP(BI$13&\"_\"&$AW$8,データシート2!$A:$SI,MATCH($AW$5&\"_\"&$BA17&$AW$6,データシート2!$A$1:$SI$1,0),0)","v":{"v":68901.73,"d":"68,902 "}},{"$f":"BI17/BH17","v":{"v":57.85199832073887,"d":"58 "}},{"$f":"BG17/BJ17","v":{"$error":"#DIV/0!"}}]
[{"$nulls":48},"エネルギー転換部門",0,{"$f":"AX18","v":0},null,17,null,"17：石油製品・石炭製品製造業","17：石油製品・石炭製品製造業(N=0)",{"$f":"VLOOKUP(BE$13&\"_\"&$AV$8,データシート2!$A:$SI,MATCH($AV$5&\"_\"&$BA18&$AV$6,データシート2!$A$1:$SI$1,0),0)","v":{"v":0,"d":"0 "}},{"$f":"VLOOKUP(BF$13&\"_\"&$AW$8,データシート2!$A:$SI,MATCH($AW$5&\"_\"&$BA18&$AW$6,データシート2!$A$1:$SI$1,0),0)","v":0},{"$error":"#DIV/0!"},{"$f":"VLOOKUP(BH$13&\"_\"&$AV$8,データシート2!$A:$SI,MATCH($AV$5&\"_\"&$BA18&$AV$6,データシート2!$A$1:$SI$1,0),0)","v":{"v":98,"d":"98 "}},{"$f":"VLOOKUP(BI$13&\"_\"&$AW$8,データシート2!$A:$SI,MATCH($AW$5&\"_\"&$BA18&$AW$6,データシート2!$A$1:$SI$1,0),0)","v":{"v":684.536,"d":"685 "}},{"v":6.985061224489796,"d":"7 "},{"$error":"#DIV/0!"}]
[{"$nulls":15},"［千t-CO2］",{"$nulls":32},"分類不能",{"$f":"P28","v":0},{"$f":"AX19","v":0},null,21,null,"21：窯業・土石製品製造業","21：窯業・土石製品製造業(N=0)",{"$f":"VLOOKUP(BE$13&\"_\"&$AV$8,データシート2!$A:$SI,MATCH($AV$5&\"_\"&$BA19&$AV$6,データシート2!$A$1:$SI$1,0),0)","v":{"v":0,"d":"0 "}},{"$f":"VLOOKUP(BF$13&\"_\"&$AW$8,データシート2!$A:$SI,MATCH($AW$5&\"_\"&$BA19&$AW$6,データシート2!$A$1:$SI$1,0),0)","v":0},{"$error":"#DIV/0!"},{"$f":"VLOOKUP(BH$13&\"_\"&$AV$8,データシート2!$A:$SI,MATCH($AV$5&\"_\"&$BA19&$AV$6,データシート2!$A$1:$SI$1,0),0)","v":{"v":465,"d":"465 "}},{"$f":"VLOOKUP(BI$13&\"_\"&$AW$8,データシート2!$A:$SI,MATCH($AW$5&\"_\"&$BA19&$AW$6,データシート2!$A$1:$SI$1,0),0)","v":{"v":53490.586,"d":"53,491 "}},{"v":115.0335182795699,"d":"115 "},{"$error":"#DIV/0!"}]
[null,null,"部門",null,null,"平成23年度","平成24年度","平成25年度","平成26年度","平成27年度","平成28年度","平成29年度","平成30年度","令和元年度","令和2年度","令和3年度",{"$nulls":36},22,null,"22：鉄鋼業","22：鉄鋼業(N=0)",{"$f":"VLOOKUP(BE$13&\"_\"&$AV$8,データシート2!$A:$SI,MATCH($AV$5&\"_\"&$BA20&$AV$6,データシート2!$A$1:$SI$1,0),0)","v":{"v":0,"d":"0 "}},{"$f":"VLOOKUP(BF$13&\"_\"&$AW$8,データシート2!$A:$SI,MATCH($AW$5&\"_\"&$BA20&$AW$6,データシート2!$A$1:$SI$1,0),0)","v":0},{"$error":"#DIV/0!"},{"$f":"VLOOKUP(BH$13&\"_\"&$AV$8,データシート2!$A:$SI,MATCH($AV$5&\"_\"&$BA20&$AV$6,データシート2!$A$1:$SI$1,0),0)","v":{"v":475,"d":"475 "}},{"$f":"VLOOKUP(BI$13&\"_\"&$AW$8,データシート2!$A:$SI,MATCH($AW$5&\"_\"&$BA20&$AW$6,データシート2!$A$1:$SI$1,0),0)","v":{"v":171964.161,"d":"171,964 "}},{"v":362.0298126315789,"d":"362 "},{"$error":"#DIV/0!"}]
[null,null,"合計",null,null,{"$f":"SUM(F22,F26,F27,F28)","v":0},{"$f":"SUM(G22,G26,G27,G28)","v":0},0,0,0,0,0,0,0,0,{"$f":"SUM(P22,P26,P27,P28)","v":0},{"$nulls":31},"ガス種別",{"$nulls":4},9,"エネルギー多消費業種以外\n（エネルギー転換部門を除く）","9：食料品製造業","9：食料品製造業(N=0)",{"$f":"VLOOKUP(BE$13&\"_\"&$AV$8,データシート2!$A:$SI,MATCH($AV$5&\"_\"&$BA21&$AV$6,データシート2!$A$1:$SI$1,0),0)","v":{"v":0,"d":"0 "}},{"$f":"VLOOKUP(BF$13&\"_\"&$AW$8,データシート2!$A:$SI,MATCH($AW$5&\"_\"&$BA21&$AW$6,データシート2!$A$1:$SI$1,0),0)","v":0},{"$error":"#DIV/0!"},{"$f":"VLOOKUP(BH$13&\"_\"&$AV$8,データシート2!$A:$SI,MATCH($AV$5&\"_\"&$BA21&$AV$6,データシート2!$A$1:$SI$1,0),0)","v":{"v":1407,"d":"1,407 "}},{"$f":"VLOOKUP(BI$13&\"_\"&$AW$8,データシート2!$A:$SI,MATCH($AW$5&\"_\"&$BA21&$AW$6,データシート2!$A$1:$SI$1,0),0)","v":{"v":12163.801,"d":"12,164 "}},{"v":8.645203269367448,"d":"9 "},{"$error":"#DIV/0!"}]
[{"$nulls":3},"産業部門",null,{"$f":"SUM(F23:F25)","v":0},{"$f":"SUM(G23:G25)","v":0},0,0,0,0,0,0,0,0,0,{"$nulls":12},"区域のエネルギー起源CO2排出量",{"$nulls":12},"［千t-CO2］",{"$nulls":5},{"$f":"AW22","v":"エネルギー起源CO2"},{"$f":"D56","v":"エネルギー起源CO2"},{"$f":"P56","v":0},{"$f":"AX22","v":0},null,10,null,"10：飲料・たばこ・飼料製造業","10：飲料・たばこ・飼料製造業(N=0)",{"$f":"VLOOKUP(BE$13&\"_\"&$AV$8,データシート2!$A:$SI,MATCH($AV$5&\"_\"&$BA22&$AV$6,データシート2!$A$1:$SI$1,0),0)","v":{"v":0,"d":"0 "}},{"$f":"VLOOKUP(BF$13&\"_\"&$AW$8,データシート2!$A:$SI,MATCH($AW$5&\"_\"&$BA22&$AW$6,データシート2!$A$1:$SI$1,0),0)","v":0},{"$error":"#DIV/0!"},{"$f":"VLOOKUP(BH$13&\"_\"&$AV$8,データシート2!$A:$SI,MATCH($AV$5&\"_\"&$BA22&$AV$6,データシート2!$A$1:$SI$1,0),0)","v":{"v":322,"d":"322 "}},{"$f":"VLOOKUP(BI$13&\"_\"&$AW$8,データシート2!$A:$SI,MATCH($AW$5&\"_\"&$BA22&$AW$6,データシート2!$A$1:$SI$1,0),0)","v":{"v":3405.203,"d":"3,405 "}},{"v":10.575164596273291,"d":"11 "},{"$error":"#DIV/0!"}]
[{"$nulls":4},"製造業",{"$f":"IFERROR(VLOOKUP(年度マスタ!$K$4&\"_\"&F$20,データシート1!$A:$BU,MATCH(\"ba_\"&$E23,データシート1!$A$1:$BU$1,0),0),0)","v":0},{"$f":"IFERROR(VLOOKUP(年度マスタ!$K$4&\"_\"&G$20,データシート1!$A:$BU,MATCH(\"ba_\"&$E23,データシート1!$A$1:$BU$1,0),0),0)","v":0},{"$f":"IFERROR(VLOOKUP(年度マスタ!$K$4&\"_\"&H$20,データシート1!$A:$BU,MATCH(\"ba_\"&$E23,データシート1!$A$1:$BU$1,0),0),0)","v":0},{"$f":"IFERROR(VLOOKUP(年度マスタ!$K$4&\"_\"&I$20,データシート1!$A:$BU,MATCH(\"ba_\"&$E23,データシート1!$A$1:$BU$1,0),0),0)","v":0},{"$f":"IFERROR(VLOOKUP(年度マスタ!$K$4&\"_\"&J$20,データシート1!$A:$BU,MATCH(\"ba_\"&$E23,データシート1!$A$1:$BU$1,0),0),0)","v":0},{"$f":"IFERROR(VLOOKUP(年度マスタ!$K$4&\"_\"&K$20,データシート1!$A:$BU,MATCH(\"ba_\"&$E23,データシート1!$A$1:$BU$1,0),0),0)","v":0},{"$f":"IFERROR(VLOOKUP(年度マスタ!$K$4&\"_\"&L$20,データシート1!$A:$BU,MATCH(\"ba_\"&$E23,データシート1!$A$1:$BU$1,0),0),0)","v":0},{"$f":"IFERROR(VLOOKUP(年度マスタ!$K$4&\"_\"&M$20,データシート1!$A:$BU,MATCH(\"ba_\"&$E23,データシート1!$A$1:$BU$1,0),0),0)","v":0},{"$f":"IFERROR(VLOOKUP(年度マスタ!$K$4&\"_\"&N$20,データシート1!$A:$BU,MATCH(\"ba_\"&$E23,データシート1!$A$1:$BU$1,0),0),0)","v":0},{"$f":"IFERROR(VLOOKUP(年度マスタ!$K$4&\"_\"&O$20,データシート1!$A:$BU,MATCH(\"ba_\"&$E23,データシート1!$A$1:$BU$1,0),0),0)","v":0},{"$f":"IFERROR(VLOOKUP(年度マスタ!$K$4&\"_\"&P$20,データシート1!$A:$BU,MATCH(\"ba_\"&$E23,データシート1!$A$1:$BU$1,0),0),0)","v":0},{"$nulls":12},"部門",null,null,"平成23年度","平成24年度","平成25年度","平成26年度","平成27年度","平成28年度","平成29年度","平成30年度","令和元年度","令和2年度","令和3年度",{"$nulls":5},{"$f":"AW23","v":"非エネルギー起源CO2"},{"$f":"D57","v":"非エネルギー起源CO2"},null,{"$f":"P57","v":0},null,11,null,"11：繊維工業",{"$f":"BC23&\"(N=\"&BE23&\")\"","v":"11：繊維工業(N=0)"},{"$f":"VLOOKUP(BE$13&\"_\"&$AV$8,データシート2!$A:$SI,MATCH($AV$5&\"_\"&$BA23&$AV$6,データシート2!$A$1:$SI$1,0),0)","v":{"v":0,"d":"0 "}},{"$f":"VLOOKUP(BF$13&\"_\"&$AW$8,データシート2!$A:$SI,MATCH($AW$5&\"_\"&$BA23&$AW$6,データシート2!$A$1:$SI$1,0),0)","v":0},{"$f":"BF23/BE23","v":{"$error":"#DIV/0!"}},{"$f":"VLOOKUP(BH$13&\"_\"&$AV$8,データシート2!$A:$SI,MATCH($AV$5&\"_\"&$BA23&$AV$6,データシート2!$A$1:$SI$1,0),0)","v":{"v":230,"d":"230 "}},{"$f":"VLOOKUP(BI$13&\"_\"&$AW$8,データシート2!$A:$SI,MATCH($AW$5&\"_\"&$BA23&$AW$6,データシート2!$A$1:$SI$1,0),0)","v":{"v":4563.175,"d":"4,563 "}},{"$f":"BI23/BH23","v":{"v":19.839891304347827,"d":"20 "}},{"$f":"BG23/BJ23","v":{"$error":"#DIV/0!"}}]
[{"$nulls":4},"建設業・鉱業",{"$f":"IFERROR(VLOOKUP(年度マスタ!$K$4&\"_\"&F$20,データシート1!$A:$BU,MATCH(\"ba_\"&$E24,データシート1!$A$1:$BU$1,0),0),0)","v":0},{"$f":"IFERROR(VLOOKUP(年度マスタ!$K$4&\"_\"&G$20,データシート1!$A:$BU,MATCH(\"ba_\"&$E24,データシート1!$A$1:$BU$1,0),0),0)","v":0},{"$f":"IFERROR(VLOOKUP(年度マスタ!$K$4&\"_\"&H$20,データシート1!$A:$BU,MATCH(\"ba_\"&$E24,データシート1!$A$1:$BU$1,0),0),0)","v":0},{"$f":"IFERROR(VLOOKUP(年度マスタ!$K$4&\"_\"&I$20,データシート1!$A:$BU,MATCH(\"ba_\"&$E24,データシート1!$A$1:$BU$1,0),0),0)","v":0},{"$f":"IFERROR(VLOOKUP(年度マスタ!$K$4&\"_\"&J$20,データシート1!$A:$BU,MATCH(\"ba_\"&$E24,データシート1!$A$1:$BU$1,0),0),0)","v":0},{"$f":"IFERROR(VLOOKUP(年度マスタ!$K$4&\"_\"&K$20,データシート1!$A:$BU,MATCH(\"ba_\"&$E24,データシート1!$A$1:$BU$1,0),0),0)","v":0},{"$f":"IFERROR(VLOOKUP(年度マスタ!$K$4&\"_\"&L$20,データシート1!$A:$BU,MATCH(\"ba_\"&$E24,データシート1!$A$1:$BU$1,0),0),0)","v":0},{"$f":"IFERROR(VLOOKUP(年度マスタ!$K$4&\"_\"&M$20,データシート1!$A:$BU,MATCH(\"ba_\"&$E24,データシート1!$A$1:$BU$1,0),0),0)","v":0},{"$f":"IFERROR(VLOOKUP(年度マスタ!$K$4&\"_\"&N$20,データシート1!$A:$BU,MATCH(\"ba_\"&$E24,データシート1!$A$1:$BU$1,0),0),0)","v":0},{"$f":"IFERROR(VLOOKUP(年度マスタ!$K$4&\"_\"&O$20,データシート1!$A:$BU,MATCH(\"ba_\"&$E24,データシート1!$A$1:$BU$1,0),0),0)","v":0},{"$f":"IFERROR(VLOOKUP(年度マスタ!$K$4&\"_\"&P$20,データシート1!$A:$BU,MATCH(\"ba_\"&$E24,データシート1!$A$1:$BU$1,0),0),0)","v":0},{"$nulls":12},"産業・業務部門の合計",null,null,{"$f":"AF25+AF29","v":26.05506028183676},{"$f":"AG25+AG29","v":25.692061197932947},24.617711736097107,23.481317565701715,24.102730193931514,19.380019422194003,19.652810228583043,19.009099717390285,16.927283574895945,19.908406280144796,18.99416100009751,{"$nulls":5},{"$f":"AW24","v":"廃棄物原燃料"},{"$f":"E58","v":"廃棄物原燃料"},{"$f":"P58","v":{"v":0,"d":"0 "}},null,null,12,null,"12：木材・木製品製造業","12：木材・木製品製造業(N=0)",{"$f":"VLOOKUP(BE$13&\"_\"&$AV$8,データシート2!$A:$SI,MATCH($AV$5&\"_\"&$BA24&$AV$6,データシート2!$A$1:$SI$1,0),0)","v":{"v":0,"d":"0 "}},{"$f":"VLOOKUP(BF$13&\"_\"&$AW$8,データシート2!$A:$SI,MATCH($AW$5&\"_\"&$BA24&$AW$6,データシート2!$A$1:$SI$1,0),0)","v":0},{"$error":"#DIV/0!"},{"$f":"VLOOKUP(BH$13&\"_\"&$AV$8,データシート2!$A:$SI,MATCH($AV$5&\"_\"&$BA24&$AV$6,データシート2!$A$1:$SI$1,0),0)","v":{"v":62,"d":"62 "}},{"$f":"VLOOKUP(BI$13&\"_\"&$AW$8,データシート2!$A:$SI,MATCH($AW$5&\"_\"&$BA24&$AW$6,データシート2!$A$1:$SI$1,0),0)","v":{"v":541.58,"d":"542 "}},{"v":8.735161290322582,"d":"9 "},{"$error":"#DIV/0!"}]
[{"$nulls":4},"農林水産業",{"$f":"IFERROR(VLOOKUP(年度マスタ!$K$4&\"_\"&F$20,データシート1!$A:$BU,MATCH(\"ba_\"&$E25,データシート1!$A$1:$BU$1,0),0),0)","v":0},{"$f":"IFERROR(VLOOKUP(年度マスタ!$K$4&\"_\"&G$20,データシート1!$A:$BU,MATCH(\"ba_\"&$E25,データシート1!$A$1:$BU$1,0),0),0)","v":0},{"$f":"IFERROR(VLOOKUP(年度マスタ!$K$4&\"_\"&H$20,データシート1!$A:$BU,MATCH(\"ba_\"&$E25,データシート1!$A$1:$BU$1,0),0),0)","v":0},{"$f":"IFERROR(VLOOKUP(年度マスタ!$K$4&\"_\"&I$20,データシート1!$A:$BU,MATCH(\"ba_\"&$E25,データシート1!$A$1:$BU$1,0),0),0)","v":0},{"$f":"IFERROR(VLOOKUP(年度マスタ!$K$4&\"_\"&J$20,データシート1!$A:$BU,MATCH(\"ba_\"&$E25,データシート1!$A$1:$BU$1,0),0),0)","v":0},{"$f":"IFERROR(VLOOKUP(年度マスタ!$K$4&\"_\"&K$20,データシート1!$A:$BU,MATCH(\"ba_\"&$E25,データシート1!$A$1:$BU$1,0),0),0)","v":0},{"$f":"IFERROR(VLOOKUP(年度マスタ!$K$4&\"_\"&L$20,データシート1!$A:$BU,MATCH(\"ba_\"&$E25,データシート1!$A$1:$BU$1,0),0),0)","v":0},{"$f":"IFERROR(VLOOKUP(年度マスタ!$K$4&\"_\"&M$20,データシート1!$A:$BU,MATCH(\"ba_\"&$E25,データシート1!$A$1:$BU$1,0),0),0)","v":0},{"$f":"IFERROR(VLOOKUP(年度マスタ!$K$4&\"_\"&N$20,データシート1!$A:$BU,MATCH(\"ba_\"&$E25,データシート1!$A$1:$BU$1,0),0),0)","v":0},{"$f":"IFERROR(VLOOKUP(年度マスタ!$K$4&\"_\"&O$20,データシート1!$A:$BU,MATCH(\"ba_\"&$E25,データシート1!$A$1:$BU$1,0),0),0)","v":0},{"$f":"IFERROR(VLOOKUP(年度マスタ!$K$4&\"_\"&P$20,データシート1!$A:$BU,MATCH(\"ba_\"&$E25,データシート1!$A$1:$BU$1,0),0),0)","v":0},{"$nulls":13},"産業部門",null,{"$f":"①CO2排出量の現状把握!Z35","v":15.809312436518127},{"$f":"①CO2排出量の現状把握!AA35","v":15.229306315410998},{"$f":"①CO2排出量の現状把握!AB35","v":13.773327066806907},{"$f":"①CO2排出量の現状把握!AC35","v":12.725747070409346},{"$f":"①CO2排出量の現状把握!AD35","v":13.818319434858871},{"$f":"①CO2排出量の現状把握!AE35","v":11.895560854057887},{"$f":"①CO2排出量の現状把握!AF35","v":12.521184567958084},{"$f":"①CO2排出量の現状把握!AG35","v":12.143530563224408},{"$f":"①CO2排出量の現状把握!AH35","v":11.208137915785048},{"$f":"①CO2排出量の現状把握!AI35","v":12.888919358337816},{"$f":"①CO2排出量の現状把握!AJ35","v":12.20420073055795},{"$nulls":5},{"$f":"AW25","v":"廃棄物原燃料以外"},{"$f":"E59","v":"廃棄物原燃料以外"},{"v":0,"d":"0 "},null,null,13,null,"13：家具・装備品製造業","13：家具・装備品製造業(N=0)",{"$f":"VLOOKUP(BE$13&\"_\"&$AV$8,データシート2!$A:$SI,MATCH($AV$5&\"_\"&$BA25&$AV$6,データシート2!$A$1:$SI$1,0),0)","v":{"v":0,"d":"0 "}},{"$f":"VLOOKUP(BF$13&\"_\"&$AW$8,データシート2!$A:$SI,MATCH($AW$5&\"_\"&$BA25&$AW$6,データシート2!$A$1:$SI$1,0),0)","v":0},{"$error":"#DIV/0!"},{"$f":"VLOOKUP(BH$13&\"_\"&$AV$8,データシート2!$A:$SI,MATCH($AV$5&\"_\"&$BA25&$AV$6,データシート2!$A$1:$SI$1,0),0)","v":{"v":24,"d":"24 "}},{"$f":"VLOOKUP(BI$13&\"_\"&$AW$8,データシート2!$A:$SI,MATCH($AW$5&\"_\"&$BA25&$AW$6,データシート2!$A$1:$SI$1,0),0)","v":{"v":111.625,"d":"112 "}},{"v":4.651041666666667,"d":"5 "},{"$error":"#DIV/0!"}]
[{"$nulls":3},"業務その他部門",null,{"$f":"IFERROR(VLOOKUP(年度マスタ!$K$4&\"_\"&F$20,データシート1!$A:$BU,MATCH(\"ba_\"&$D26,データシート1!$A$1:$BU$1,0),0),0)","v":0},{"$f":"IFERROR(VLOOKUP(年度マスタ!$K$4&\"_\"&G$20,データシート1!$A:$BU,MATCH(\"ba_\"&$D26,データシート1!$A$1:$BU$1,0),0),0)","v":0},{"$f":"IFERROR(VLOOKUP(年度マスタ!$K$4&\"_\"&H$20,データシート1!$A:$BU,MATCH(\"ba_\"&$D26,データシート1!$A$1:$BU$1,0),0),0)","v":0},{"$f":"IFERROR(VLOOKUP(年度マスタ!$K$4&\"_\"&I$20,データシート1!$A:$BU,MATCH(\"ba_\"&$D26,データシート1!$A$1:$BU$1,0),0),0)","v":0},{"$f":"IFERROR(VLOOKUP(年度マスタ!$K$4&\"_\"&J$20,データシート1!$A:$BU,MATCH(\"ba_\"&$D26,データシート1!$A$1:$BU$1,0),0),0)","v":0},{"$f":"IFERROR(VLOOKUP(年度マスタ!$K$4&\"_\"&K$20,データシート1!$A:$BU,MATCH(\"ba_\"&$D26,データシート1!$A$1:$BU$1,0),0),0)","v":0},{"$f":"IFERROR(VLOOKUP(年度マスタ!$K$4&\"_\"&L$20,データシート1!$A:$BU,MATCH(\"ba_\"&$D26,データシート1!$A$1:$BU$1,0),0),0)","v":0},{"$f":"IFERROR(VLOOKUP(年度マスタ!$K$4&\"_\"&M$20,データシート1!$A:$BU,MATCH(\"ba_\"&$D26,データシート1!$A$1:$BU$1,0),0),0)","v":0},{"$f":"IFERROR(VLOOKUP(年度マスタ!$K$4&\"_\"&N$20,データシート1!$A:$BU,MATCH(\"ba_\"&$D26,データシート1!$A$1:$BU$1,0),0),0)","v":0},{"$f":"IFERROR(VLOOKUP(年度マスタ!$K$4&\"_\"&O$20,データシート1!$A:$BU,MATCH(\"ba_\"&$D26,データシート1!$A$1:$BU$1,0),0),0)","v":0},{"$f":"IFERROR(VLOOKUP(年度マスタ!$K$4&\"_\"&P$20,データシート1!$A:$BU,MATCH(\"ba_\"&$D26,データシート1!$A$1:$BU$1,0),0),0)","v":0},{"$nulls":14},"製造業",{"$f":"①CO2排出量の現状把握!Z36","v":13.97131673978566},{"$f":"①CO2排出量の現状把握!AA36","v":13.29001507586498},{"$f":"①CO2排出量の現状把握!AB36","v":11.79271046087897},{"$f":"①CO2排出量の現状把握!AC36","v":10.7940907538188},{"$f":"①CO2排出量の現状把握!AD36","v":11.57338821317554},{"$f":"①CO2排出量の現状把握!AE36","v":9.818530936868141},{"$f":"①CO2排出量の現状把握!AF36","v":10.486474642126723},{"$f":"①CO2排出量の現状把握!AG36","v":10.250652829755303},{"$f":"①CO2排出量の現状把握!AH36","v":9.491700598830628},{"$f":"①CO2排出量の現状把握!AI36","v":8.282061096351624},{"$f":"①CO2排出量の現状把握!AJ36","v":7.687432077171191},{"$nulls":5},{"$f":"AW26","v":"CH4"},{"$f":"D60","v":"CH4"},{"v":0,"d":"0 "},{"$f":"AX26","v":{"v":0,"d":"0 "}},null,15,null,"15：印刷・同関連業","15：印刷・同関連業(N=0)",{"$f":"VLOOKUP(BE$13&\"_\"&$AV$8,データシート2!$A:$SI,MATCH($AV$5&\"_\"&$BA26&$AV$6,データシート2!$A$1:$SI$1,0),0)","v":{"v":0,"d":"0 "}},{"$f":"VLOOKUP(BF$13&\"_\"&$AW$8,データシート2!$A:$SI,MATCH($AW$5&\"_\"&$BA26&$AW$6,データシート2!$A$1:$SI$1,0),0)","v":0},{"$error":"#DIV/0!"},{"$f":"VLOOKUP(BH$13&\"_\"&$AV$8,データシート2!$A:$SI,MATCH($AV$5&\"_\"&$BA26&$AV$6,データシート2!$A$1:$SI$1,0),0)","v":{"v":189,"d":"189 "}},{"$f":"VLOOKUP(BI$13&\"_\"&$AW$8,データシート2!$A:$SI,MATCH($AW$5&\"_\"&$BA26&$AW$6,データシート2!$A$1:$SI$1,0),0)","v":{"v":1412.313,"d":"1,412 "}},{"v":7.472555555555556,"d":"7 "},{"$error":"#DIV/0!"}]
[{"$nulls":3},"エネルギー転換部門",null,{"$f":"IFERROR(VLOOKUP(年度マスタ!$K$4&\"_\"&F$20,データシート1!$A:$BU,MATCH(\"ba_\"&$D27,データシート1!$A$1:$BU$1,0),0),0)","v":0},{"$f":"IFERROR(VLOOKUP(年度マスタ!$K$4&\"_\"&G$20,データシート1!$A:$BU,MATCH(\"ba_\"&$D27,データシート1!$A$1:$BU$1,0),0),0)","v":0},{"$f":"IFERROR(VLOOKUP(年度マスタ!$K$4&\"_\"&H$20,データシート1!$A:$BU,MATCH(\"ba_\"&$D27,データシート1!$A$1:$BU$1,0),0),0)","v":0},{"$f":"IFERROR(VLOOKUP(年度マスタ!$K$4&\"_\"&I$20,データシート1!$A:$BU,MATCH(\"ba_\"&$D27,データシート1!$A$1:$BU$1,0),0),0)","v":0},{"$f":"IFERROR(VLOOKUP(年度マスタ!$K$4&\"_\"&J$20,データシート1!$A:$BU,MATCH(\"ba_\"&$D27,データシート1!$A$1:$BU$1,0),0),0)","v":0},{"$f":"IFERROR(VLOOKUP(年度マスタ!$K$4&\"_\"&K$20,データシート1!$A:$BU,MATCH(\"ba_\"&$D27,データシート1!$A$1:$BU$1,0),0),0)","v":0},{"$f":"IFERROR(VLOOKUP(年度マスタ!$K$4&\"_\"&L$20,データシート1!$A:$BU,MATCH(\"ba_\"&$D27,データシート1!$A$1:$BU$1,0),0),0)","v":0},{"$f":"IFERROR(VLOOKUP(年度マスタ!$K$4&\"_\"&M$20,データシート1!$A:$BU,MATCH(\"ba_\"&$D27,データシート1!$A$1:$BU$1,0),0),0)","v":0},{"$f":"IFERROR(VLOOKUP(年度マスタ!$K$4&\"_\"&N$20,データシート1!$A:$BU,MATCH(\"ba_\"&$D27,データシート1!$A$1:$BU$1,0),0),0)","v":0},{"$f":"IFERROR(VLOOKUP(年度マスタ!$K$4&\"_\"&O$20,データシート1!$A:$BU,MATCH(\"ba_\"&$D27,データシート1!$A$1:$BU$1,0),0),0)","v":0},{"$f":"IFERROR(VLOOKUP(年度マスタ!$K$4&\"_\"&P$20,データシート1!$A:$BU,MATCH(\"ba_\"&$D27,データシート1!$A$1:$BU$1,0),0),0)","v":0},{"$nulls":14},"建設業・鉱業",{"$f":"①CO2排出量の現状把握!Z37","v":0.6189555745795973},{"$f":"①CO2排出量の現状把握!AA37","v":0.7474073771117611},{"$f":"①CO2排出量の現状把握!AB37","v":0.7528641669067161},{"$f":"①CO2排出量の現状把握!AC37","v":0.6981800605144701},{"$f":"①CO2排出量の現状把握!AD37","v":0.7750742729074805},{"$f":"①CO2排出量の現状把握!AE37","v":0.6664486616212036},{"$f":"①CO2排出量の現状把握!AF37","v":0.6957269110232843},{"$f":"①CO2排出量の現状把握!AG37","v":0.6982535771194857},{"$f":"①CO2排出量の現状把握!AH37","v":0.5304830687142398},{"$f":"①CO2排出量の現状把握!AI37","v":0.7107020556487764},{"$f":"①CO2排出量の現状把握!AJ37","v":0.725872276812876},{"$nulls":5},{"$f":"AW27","v":"N2O"},"N2O",{"v":0,"d":"0 "},{"$f":"AX27","v":{"v":0,"d":"0 "}},null,18,null,"18：プラスチック製品製造業","18：プラスチック製品製造業(N=0)",{"$f":"VLOOKUP(BE$13&\"_\"&$AV$8,データシート2!$A:$SI,MATCH($AV$5&\"_\"&$BA27&$AV$6,データシート2!$A$1:$SI$1,0),0)","v":{"v":0,"d":"0 "}},{"$f":"VLOOKUP(BF$13&\"_\"&$AW$8,データシート2!$A:$SI,MATCH($AW$5&\"_\"&$BA27&$AW$6,データシート2!$A$1:$SI$1,0),0)","v":0},{"$error":"#DIV/0!"},{"$f":"VLOOKUP(BH$13&\"_\"&$AV$8,データシート2!$A:$SI,MATCH($AV$5&\"_\"&$BA27&$AV$6,データシート2!$A$1:$SI$1,0),0)","v":{"v":706,"d":"706 "}},{"$f":"VLOOKUP(BI$13&\"_\"&$AW$8,データシート2!$A:$SI,MATCH($AW$5&\"_\"&$BA27&$AW$6,データシート2!$A$1:$SI$1,0),0)","v":{"v":6123.205,"d":"6,123 "}},{"v":8.673094900849858,"d":"9 "},{"$error":"#DIV/0!"}]
[{"$nulls":3},"分類不能",null,{"$f":"IFERROR(VLOOKUP(年度マスタ!$K$4&\"_\"&F$20,データシート1!$A:$BU,MATCH(\"ba_\"&$D28,データシート1!$A$1:$BU$1,0),0),0)","v":0},{"$f":"IFERROR(VLOOKUP(年度マスタ!$K$4&\"_\"&G$20,データシート1!$A:$BU,MATCH(\"ba_\"&$D28,データシート1!$A$1:$BU$1,0),0),0)","v":0},{"$f":"IFERROR(VLOOKUP(年度マスタ!$K$4&\"_\"&H$20,データシート1!$A:$BU,MATCH(\"ba_\"&$D28,データシート1!$A$1:$BU$1,0),0),0)","v":0},{"$f":"IFERROR(VLOOKUP(年度マスタ!$K$4&\"_\"&I$20,データシート1!$A:$BU,MATCH(\"ba_\"&$D28,データシート1!$A$1:$BU$1,0),0),0)","v":0},{"$f":"IFERROR(VLOOKUP(年度マスタ!$K$4&\"_\"&J$20,データシート1!$A:$BU,MATCH(\"ba_\"&$D28,データシート1!$A$1:$BU$1,0),0),0)","v":0},{"$f":"IFERROR(VLOOKUP(年度マスタ!$K$4&\"_\"&K$20,データシート1!$A:$BU,MATCH(\"ba_\"&$D28,データシート1!$A$1:$BU$1,0),0),0)","v":0},{"$f":"IFERROR(VLOOKUP(年度マスタ!$K$4&\"_\"&L$20,データシート1!$A:$BU,MATCH(\"ba_\"&$D28,データシート1!$A$1:$BU$1,0),0),0)","v":0},{"$f":"IFERROR(VLOOKUP(年度マスタ!$K$4&\"_\"&M$20,データシート1!$A:$BU,MATCH(\"ba_\"&$D28,データシート1!$A$1:$BU$1,0),0),0)","v":0},{"$f":"IFERROR(VLOOKUP(年度マスタ!$K$4&\"_\"&N$20,データシート1!$A:$BU,MATCH(\"ba_\"&$D28,データシート1!$A$1:$BU$1,0),0),0)","v":0},{"$f":"IFERROR(VLOOKUP(年度マスタ!$K$4&\"_\"&O$20,データシート1!$A:$BU,MATCH(\"ba_\"&$D28,データシート1!$A$1:$BU$1,0),0),0)","v":0},{"$f":"IFERROR(VLOOKUP(年度マスタ!$K$4&\"_\"&P$20,データシート1!$A:$BU,MATCH(\"ba_\"&$D28,データシート1!$A$1:$BU$1,0),0),0)","v":0},{"$nulls":14},"農林水産業",{"$f":"①CO2排出量の現状把握!Z38","v":1.219040122152868},{"$f":"①CO2排出量の現状把握!AA38","v":1.191883862434257},{"$f":"①CO2排出量の現状把握!AB38","v":1.227752439021219},{"$f":"①CO2排出量の現状把握!AC38","v":1.233476256076075},{"$f":"①CO2排出量の現状把握!AD38","v":1.469856948775851},{"$f":"①CO2排出量の現状把握!AE38","v":1.4105812555685433},{"$f":"①CO2排出量の現状把握!AF38","v":1.3389830148080781},{"$f":"①CO2排出量の現状把握!AG38","v":1.1946241563496185},{"$f":"①CO2排出量の現状把握!AH38","v":1.1859542482401817},{"$f":"①CO2排出量の現状把握!AI38","v":3.896156206337415},{"$f":"①CO2排出量の現状把握!AJ38","v":3.790896376573884},{"$nulls":5},"HFC","HFC",{"v":0,"d":"0 "},{"v":0,"d":"0 "},null,19,null,"19：ゴム製品製造業","19：ゴム製品製造業(N=0)",{"$f":"VLOOKUP(BE$13&\"_\"&$AV$8,データシート2!$A:$SI,MATCH($AV$5&\"_\"&$BA28&$AV$6,データシート2!$A$1:$SI$1,0),0)","v":{"v":0,"d":"0 "}},{"$f":"VLOOKUP(BF$13&\"_\"&$AW$8,データシート2!$A:$SI,MATCH($AW$5&\"_\"&$BA28&$AW$6,データシート2!$A$1:$SI$1,0),0)","v":0},{"$error":"#DIV/0!"},{"$f":"VLOOKUP(BH$13&\"_\"&$AV$8,データシート2!$A:$SI,MATCH($AV$5&\"_\"&$BA28&$AV$6,データシート2!$A$1:$SI$1,0),0)","v":{"v":148,"d":"148 "}},{"$f":"VLOOKUP(BI$13&\"_\"&$AW$8,データシート2!$A:$SI,MATCH($AW$5&\"_\"&$BA28&$AW$6,データシート2!$A$1:$SI$1,0),0)","v":{"v":2145.456,"d":"2,145 "}},{"v":14.496324324324325,"d":"14 "},{"$error":"#DIV/0!"}]
[{"$nulls":29},"業務その他部門",null,{"$f":"①CO2排出量の現状把握!Z39","v":10.24574784531863},{"$f":"①CO2排出量の現状把握!AA39","v":10.46275488252195},{"$f":"①CO2排出量の現状把握!AB39","v":10.8443846692902},{"$f":"①CO2排出量の現状把握!AC39","v":10.75557049529237},{"$f":"①CO2排出量の現状把握!AD39","v":10.28441075907264},{"$f":"①CO2排出量の現状把握!AE39","v":7.484458568136118},{"$f":"①CO2排出量の現状把握!AF39","v":7.131625660624958},{"$f":"①CO2排出量の現状把握!AG39","v":6.865569154165879},{"$f":"①CO2排出量の現状把握!AH39","v":5.7191456591108984},{"$f":"①CO2排出量の現状把握!AI39","v":7.019486921806978},{"$f":"①CO2排出量の現状把握!AJ39","v":6.7899602695395584},{"$nulls":5},"PFC","PFC",{"v":0,"d":"0 "},{"v":0,"d":"0 "},null,20,null,"20：なめし革・同製品・毛皮製造業","20：なめし革・同製品・毛皮製造業(N=0)",{"$f":"VLOOKUP(BE$13&\"_\"&$AV$8,データシート2!$A:$SI,MATCH($AV$5&\"_\"&$BA29&$AV$6,データシート2!$A$1:$SI$1,0),0)","v":{"v":0,"d":"0 "}},{"$f":"VLOOKUP(BF$13&\"_\"&$AW$8,データシート2!$A:$SI,MATCH($AW$5&\"_\"&$BA29&$AW$6,データシート2!$A$1:$SI$1,0),0)","v":0},{"$error":"#DIV/0!"},{"$f":"VLOOKUP(BH$13&\"_\"&$AV$8,データシート2!$A:$SI,MATCH($AV$5&\"_\"&$BA29&$AV$6,データシート2!$A$1:$SI$1,0),0)","v":{"v":1,"d":"1 "}},{"$f":"VLOOKUP(BI$13&\"_\"&$AW$8,データシート2!$A:$SI,MATCH($AW$5&\"_\"&$BA29&$AW$6,データシート2!$A$1:$SI$1,0),0)","v":{"v":5.676,"d":"6 "}},{"v":5.676,"d":"6 "},{"$error":"#DIV/0!"}]
[{"$nulls":28},"区域のエネルギー起源CO2排出量における特定事業所の温室効果ガス排出量のカバー率",{"$nulls":18},"SF6","SF6",{"v":0,"d":"0 "},{"v":0,"d":"0 "},null,23,null,"23：非鉄金属製造業","23：非鉄金属製造業(N=0)",{"$f":"VLOOKUP(BE$13&\"_\"&$AV$8,データシート2!$A:$SI,MATCH($AV$5&\"_\"&$BA30&$AV$6,データシート2!$A$1:$SI$1,0),0)","v":{"v":0,"d":"0 "}},{"$f":"VLOOKUP(BF$13&\"_\"&$AW$8,データシート2!$A:$SI,MATCH($AW$5&\"_\"&$BA30&$AW$6,データシート2!$A$1:$SI$1,0),0)","v":0},{"$error":"#DIV/0!"},{"$f":"VLOOKUP(BH$13&\"_\"&$AV$8,データシート2!$A:$SI,MATCH($AV$5&\"_\"&$BA30&$AV$6,データシート2!$A$1:$SI$1,0),0)","v":{"v":325,"d":"325 "}},{"$f":"VLOOKUP(BI$13&\"_\"&$AW$8,データシート2!$A:$SI,MATCH($AW$5&\"_\"&$BA30&$AW$6,データシート2!$A$1:$SI$1,0),0)","v":{"v":8872.142,"d":"8,872 "}},{"v":27.29889846153846,"d":"27 "},{"$error":"#DIV/0!"}]
[{"$nulls":28},"部門",null,null,"平成23年度","平成24年度","平成25年度","平成26年度","平成27年度","平成28年度","平成29年度","平成30年度","令和元年度","令和2年度","令和3年度",{"$nulls":5},"NF3","NF3",{"v":0,"d":"0 "},{"v":0,"d":"0 "},null,24,null,"24：金属製品製造業","24：金属製品製造業(N=0)",{"$f":"VLOOKUP(BE$13&\"_\"&$AV$8,データシート2!$A:$SI,MATCH($AV$5&\"_\"&$BA31&$AV$6,データシート2!$A$1:$SI$1,0),0)","v":{"v":0,"d":"0 "}},{"$f":"VLOOKUP(BF$13&\"_\"&$AW$8,データシート2!$A:$SI,MATCH($AW$5&\"_\"&$BA31&$AW$6,データシート2!$A$1:$SI$1,0),0)","v":0},{"$error":"#DIV/0!"},{"$f":"VLOOKUP(BH$13&\"_\"&$AV$8,データシート2!$A:$SI,MATCH($AV$5&\"_\"&$BA31&$AV$6,データシート2!$A$1:$SI$1,0),0)","v":{"v":435,"d":"435 "}},{"$f":"VLOOKUP(BI$13&\"_\"&$AW$8,データシート2!$A:$SI,MATCH($AW$5&\"_\"&$BA31&$AW$6,データシート2!$A$1:$SI$1,0),0)","v":{"v":3683.557,"d":"3,684 "}},{"v":8.467947126436782,"d":"8 "},{"$error":"#DIV/0!"}]
[{"$nulls":28},"産業・業務部門の合計",null,null,{"$f":"IFERROR(IF(SUM(F23:F26)/AF24>1,1,SUM(F23:F26)/AF24),0)","v":{"v":0,"d":"0%"}},{"v":0,"d":"0%"},{"v":0,"d":"0%"},{"v":0,"d":"0%"},{"v":0,"d":"0%"},{"v":0,"d":"0%"},{"v":0,"d":"0%"},{"v":0,"d":"0%"},{"v":0,"d":"0%"},{"v":0,"d":"0%"},{"v":0,"d":"0%"},{"$nulls":10},25,null,"25：はん用機械器具製造業","25：はん用機械器具製造業(N=0)",{"$f":"VLOOKUP(BE$13&\"_\"&$AV$8,データシート2!$A:$SI,MATCH($AV$5&\"_\"&$BA32&$AV$6,データシート2!$A$1:$SI$1,0),0)","v":{"v":0,"d":"0 "}},{"$f":"VLOOKUP(BF$13&\"_\"&$AW$8,データシート2!$A:$SI,MATCH($AW$5&\"_\"&$BA32&$AW$6,データシート2!$A$1:$SI$1,0),0)","v":0},{"$error":"#DIV/0!"},{"$f":"VLOOKUP(BH$13&\"_\"&$AV$8,データシート2!$A:$SI,MATCH($AV$5&\"_\"&$BA32&$AV$6,データシート2!$A$1:$SI$1,0),0)","v":{"v":205,"d":"205 "}},{"$f":"VLOOKUP(BI$13&\"_\"&$AW$8,データシート2!$A:$SI,MATCH($AW$5&\"_\"&$BA32&$AW$6,データシート2!$A$1:$SI$1,0),0)","v":{"v":3259.05,"d":"3,259 "}},{"v":15.897804878048781,"d":"16 "},{"$error":"#DIV/0!"}]
[{"$nulls":29},"産業部門",null,{"$f":"IFERROR(IF(F22/AF25>1,1,F22/AF25),0)","v":{"v":0,"d":"0%"}},{"$f":"IFERROR(IF(G22/AG25>1,1,G22/AG25),0)","v":{"v":0,"d":"0%"}},{"v":0,"d":"0%"},{"v":0,"d":"0%"},{"v":0,"d":"0%"},{"v":0,"d":"0%"},{"v":0,"d":"0%"},{"v":0,"d":"0%"},{"$f":"IFERROR(IF(N22/AN25>1,1,N22/AN25),0)","v":{"v":0,"d":"0%"}},{"v":0,"d":"0%"},{"v":0,"d":"0%"},{"$nulls":10},26,null,"26：生産用機械器具製造業","26：生産用機械器具製造業(N=0)",{"$f":"VLOOKUP(BE$13&\"_\"&$AV$8,データシート2!$A:$SI,MATCH($AV$5&\"_\"&$BA33&$AV$6,データシート2!$A$1:$SI$1,0),0)","v":{"v":0,"d":"0 "}},{"$f":"VLOOKUP(BF$13&\"_\"&$AW$8,データシート2!$A:$SI,MATCH($AW$5&\"_\"&$BA33&$AW$6,データシート2!$A$1:$SI$1,0),0)","v":0},{"$error":"#DIV/0!"},{"$f":"VLOOKUP(BH$13&\"_\"&$AV$8,データシート2!$A:$SI,MATCH($AV$5&\"_\"&$BA33&$AV$6,データシート2!$A$1:$SI$1,0),0)","v":{"v":212,"d":"212 "}},{"$f":"VLOOKUP(BI$13&\"_\"&$AW$8,データシート2!$A:$SI,MATCH($AW$5&\"_\"&$BA33&$AW$6,データシート2!$A$1:$SI$1,0),0)","v":{"v":1658.977,"d":"1,659 "}},{"v":7.82536320754717,"d":"8 "},{"$error":"#DIV/0!"}]
[{"$nulls":30},"製造業",{"$f":"IFERROR(IF(F23/AF26>1,1,F23/AF26),0)","v":{"v":0,"d":"0%"}},{"$f":"IFERROR(IF(G23/AG26>1,1,G23/AG26),0)","v":{"v":0,"d":"0%"}},{"v":0,"d":"0%"},{"v":0,"d":"0%"},{"v":0,"d":"0%"},{"v":0,"d":"0%"},{"v":0,"d":"0%"},{"v":0,"d":"0%"},{"v":0,"d":"0%"},{"v":0,"d":"0%"},{"v":0,"d":"0%"},{"$nulls":10},27,null,"27：業務用機械器具製造業","27：業務用機械器具製造業(N=0)",{"$f":"VLOOKUP(BE$13&\"_\"&$AV$8,データシート2!$A:$SI,MATCH($AV$5&\"_\"&$BA34&$AV$6,データシート2!$A$1:$SI$1,0),0)","v":{"v":0,"d":"0 "}},{"$f":"VLOOKUP(BF$13&\"_\"&$AW$8,データシート2!$A:$SI,MATCH($AW$5&\"_\"&$BA34&$AW$6,データシート2!$A$1:$SI$1,0),0)","v":0},{"$error":"#DIV/0!"},{"$f":"VLOOKUP(BH$13&\"_\"&$AV$8,データシート2!$A:$SI,MATCH($AV$5&\"_\"&$BA34&$AV$6,データシート2!$A$1:$SI$1,0),0)","v":{"v":114,"d":"114 "}},{"$f":"VLOOKUP(BI$13&\"_\"&$AW$8,データシート2!$A:$SI,MATCH($AW$5&\"_\"&$BA34&$AW$6,データシート2!$A$1:$SI$1,0),0)","v":{"v":1182.892,"d":"1,183 "}},{"v":10.376245614035088,"d":"10 "},{"$error":"#DIV/0!"}]
[null,{"$f":"D35","v":0},{"$nulls":28},"建設業・鉱業",{"$f":"IFERROR(IF(F24/AF27>1,1,F24/AF27),0)","v":{"v":0,"d":"0%"}},{"v":0,"d":"0%"},{"$f":"IFERROR(IF(H24/AH27>1,1,H24/AH27),0)","v":{"v":0,"d":"0%"}},{"v":0,"d":"0%"},{"v":0,"d":"0%"},{"v":0,"d":"0%"},{"v":0,"d":"0%"},{"v":0,"d":"0%"},{"v":0,"d":"0%"},{"v":0,"d":"0%"},{"v":0,"d":"0%"},{"$nulls":10},28,null,"28：電子部品等製造業","28：電子部品等製造業(N=0)",{"$f":"VLOOKUP(BE$13&\"_\"&$AV$8,データシート2!$A:$SI,MATCH($AV$5&\"_\"&$BA35&$AV$6,データシート2!$A$1:$SI$1,0),0)","v":{"v":0,"d":"0 "}},{"$f":"VLOOKUP(BF$13&\"_\"&$AW$8,データシート2!$A:$SI,MATCH($AW$5&\"_\"&$BA35&$AW$6,データシート2!$A$1:$SI$1,0),0)","v":0},{"$error":"#DIV/0!"},{"$f":"VLOOKUP(BH$13&\"_\"&$AV$8,データシート2!$A:$SI,MATCH($AV$5&\"_\"&$BA35&$AV$6,データシート2!$A$1:$SI$1,0),0)","v":{"v":484,"d":"484 "}},{"$f":"VLOOKUP(BI$13&\"_\"&$AW$8,データシート2!$A:$SI,MATCH($AW$5&\"_\"&$BA35&$AW$6,データシート2!$A$1:$SI$1,0),0)","v":{"v":16441.412,"d":"16,441 "}},{"v":33.96985950413223,"d":"34 "},{"$error":"#DIV/0!"}]
[null,0,{"$nulls":28},"農林水産業",{"v":0,"d":"0%"},{"v":0,"d":"0%"},{"v":0,"d":"0%"},{"v":0,"d":"0%"},{"v":0,"d":"0%"},{"v":0,"d":"0%"},{"v":0,"d":"0%"},{"v":0,"d":"0%"},{"v":0,"d":"0%"},{"v":0,"d":"0%"},{"v":0,"d":"0%"},{"$nulls":10},29,null,"29：電気機械器具製造業","29：電気機械器具製造業(N=0)",{"$f":"VLOOKUP(BE$13&\"_\"&$AV$8,データシート2!$A:$SI,MATCH($AV$5&\"_\"&$BA36&$AV$6,データシート2!$A$1:$SI$1,0),0)","v":{"v":0,"d":"0 "}},{"$f":"VLOOKUP(BF$13&\"_\"&$AW$8,データシート2!$A:$SI,MATCH($AW$5&\"_\"&$BA36&$AW$6,データシート2!$A$1:$SI$1,0),0)","v":0},{"$error":"#DIV/0!"},{"$f":"VLOOKUP(BH$13&\"_\"&$AV$8,データシート2!$A:$SI,MATCH($AV$5&\"_\"&$BA36&$AV$6,データシート2!$A$1:$SI$1,0),0)","v":{"v":316,"d":"316 "}},{"$f":"VLOOKUP(BI$13&\"_\"&$AW$8,データシート2!$A:$SI,MATCH($AW$5&\"_\"&$BA36&$AW$6,データシート2!$A$1:$SI$1,0),0)","v":{"v":3825.02,"d":"3,825 "}},{"v":12.104493670886075,"d":"12 "},{"$error":"#DIV/0!"}]
[{"$nulls":29},"業務その他部門",null,{"$f":"IFERROR(IF(F26/AF29>1,1,F26/AF29),0)","v":{"v":0,"d":"0%"}},{"$f":"IFERROR(IF(G26/AG29>1,1,G26/AG29),0)","v":{"v":0,"d":"0%"}},{"v":0,"d":"0%"},{"v":0,"d":"0%"},{"v":0,"d":"0%"},{"v":0,"d":"0%"},{"v":0,"d":"0%"},{"v":0,"d":"0%"},{"v":0,"d":"0%"},{"v":0,"d":"0%"},{"v":0,"d":"0%"},{"$nulls":10},30,null,"30：情報通信機械器具製造業","30：情報通信機械器具製造業(N=0)",{"$f":"VLOOKUP(BE$13&\"_\"&$AV$8,データシート2!$A:$SI,MATCH($AV$5&\"_\"&$BA37&$AV$6,データシート2!$A$1:$SI$1,0),0)","v":{"v":0,"d":"0 "}},{"$f":"VLOOKUP(BF$13&\"_\"&$AW$8,データシート2!$A:$SI,MATCH($AW$5&\"_\"&$BA37&$AW$6,データシート2!$A$1:$SI$1,0),0)","v":0},{"$error":"#DIV/0!"},{"$f":"VLOOKUP(BH$13&\"_\"&$AV$8,データシート2!$A:$SI,MATCH($AV$5&\"_\"&$BA37&$AV$6,データシート2!$A$1:$SI$1,0),0)","v":{"v":61,"d":"61 "}},{"$f":"VLOOKUP(BI$13&\"_\"&$AW$8,データシート2!$A:$SI,MATCH($AW$5&\"_\"&$BA37&$AW$6,データシート2!$A$1:$SI$1,0),0)","v":{"v":410.282,"d":"410 "}},{"v":6.725934426229508,"d":"7 "},{"$error":"#DIV/0!"}]
[{"$nulls":52},31,null,"31：輸送用機械器具製造業","31：輸送用機械器具製造業(N=0)",{"$f":"VLOOKUP(BE$13&\"_\"&$AV$8,データシート2!$A:$SI,MATCH($AV$5&\"_\"&$BA38&$AV$6,データシート2!$A$1:$SI$1,0),0)","v":{"v":0,"d":"0 "}},{"$f":"VLOOKUP(BF$13&\"_\"&$AW$8,データシート2!$A:$SI,MATCH($AW$5&\"_\"&$BA38&$AW$6,データシート2!$A$1:$SI$1,0),0)","v":0},{"$error":"#DIV/0!"},{"$f":"VLOOKUP(BH$13&\"_\"&$AV$8,データシート2!$A:$SI,MATCH($AV$5&\"_\"&$BA38&$AV$6,データシート2!$A$1:$SI$1,0),0)","v":{"v":1054,"d":"1,054 "}},{"$f":"VLOOKUP(BI$13&\"_\"&$AW$8,データシート2!$A:$SI,MATCH($AW$5&\"_\"&$BA38&$AW$6,データシート2!$A$1:$SI$1,0),0)","v":{"v":14506.13,"d":"14,506 "}},{"v":13.762931688804553,"d":"14 "},{"$error":"#DIV/0!"}]
[{"$nulls":52},32,null,"32：その他の製造業","32：その他の製造業(N=0)",{"$f":"VLOOKUP(BE$13&\"_\"&$AV$8,データシート2!$A:$SI,MATCH($AV$5&\"_\"&$BA39&$AV$6,データシート2!$A$1:$SI$1,0),0)","v":{"v":0,"d":"0 "}},{"$f":"VLOOKUP(BF$13&\"_\"&$AW$8,データシート2!$A:$SI,MATCH($AW$5&\"_\"&$BA39&$AW$6,データシート2!$A$1:$SI$1,0),0)","v":0},{"$error":"#DIV/0!"},{"$f":"VLOOKUP(BH$13&\"_\"&$AV$8,データシート2!$A:$SI,MATCH($AV$5&\"_\"&$BA39&$AV$6,データシート2!$A$1:$SI$1,0),0)","v":{"v":78,"d":"78 "}},{"$f":"VLOOKUP(BI$13&\"_\"&$AW$8,データシート2!$A:$SI,MATCH($AW$5&\"_\"&$BA39&$AW$6,データシート2!$A$1:$SI$1,0),0)","v":{"v":684.53,"d":"685 "}},{"v":8.77602564102564,"d":"9 "},{"$error":"#DIV/0!"}]
[{"$nulls":52},"F","業務その他部門","F：電気・ガス・熱供給・水道業","F：電気・ガス・熱供給・水道業(N=0)",{"$f":"VLOOKUP(BE$13&\"_\"&$AV$8,データシート2!$A:$SI,MATCH($AV$5&\"_\"&$BA40&$AV$6,データシート2!$A$1:$SI$1,0),0)","v":{"v":0,"d":"0 "}},{"$f":"VLOOKUP(BF$13&\"_\"&$AW$8,データシート2!$A:$SI,MATCH($AW$5&\"_\"&$BA40&$AW$6,データシート2!$A$1:$SI$1,0),0)","v":0},{"$f":"BF40/BE40","v":{"$error":"#DIV/0!"}},{"$f":"VLOOKUP(BH$13&\"_\"&$AV$8,データシート2!$A:$SI,MATCH($AV$5&\"_\"&$BA40&$AV$6,データシート2!$A$1:$SI$1,0),0)","v":{"v":488,"d":"488 "}},{"$f":"VLOOKUP(BI$13&\"_\"&$AW$8,データシート2!$A:$SI,MATCH($AW$5&\"_\"&$BA40&$AW$6,データシート2!$A$1:$SI$1,0),0)","v":{"v":4822.908,"d":"4,823 "}},{"$f":"BI40/BH40","v":{"v":9.883008196721311,"d":"10 "}},{"$f":"BG40/BJ40","v":{"$error":"#DIV/0!"}}]
[{"$nulls":52},"G",null,"G：情報通信業","G：情報通信業(N=0)",{"$f":"VLOOKUP(BE$13&\"_\"&$AV$8,データシート2!$A:$SI,MATCH($AV$5&\"_\"&$BA41&$AV$6,データシート2!$A$1:$SI$1,0),0)","v":{"v":0,"d":"0 "}},{"$f":"VLOOKUP(BF$13&\"_\"&$AW$8,データシート2!$A:$SI,MATCH($AW$5&\"_\"&$BA41&$AW$6,データシート2!$A$1:$SI$1,0),0)","v":0},{"$error":"#DIV/0!"},{"$f":"VLOOKUP(BH$13&\"_\"&$AV$8,データシート2!$A:$SI,MATCH($AV$5&\"_\"&$BA41&$AV$6,データシート2!$A$1:$SI$1,0),0)","v":{"v":436,"d":"436 "}},{"$f":"VLOOKUP(BI$13&\"_\"&$AW$8,データシート2!$A:$SI,MATCH($AW$5&\"_\"&$BA41&$AW$6,データシート2!$A$1:$SI$1,0),0)","v":{"v":3693.906,"d":"3,694 "}},{"v":8.472261467889908,"d":"8 "},{"$error":"#DIV/0!"}]
[{"$nulls":27},"3　全国の1事業所当たりの排出傾向との比較",{"$nulls":24},"H",null,"H：運輸業，郵便業","H：運輸業，郵便業(N=0)",{"$f":"VLOOKUP(BE$13&\"_\"&$AV$8,データシート2!$A:$SI,MATCH($AV$5&\"_\"&$BA42&$AV$6,データシート2!$A$1:$SI$1,0),0)","v":{"v":0,"d":"0 "}},{"$f":"VLOOKUP(BF$13&\"_\"&$AW$8,データシート2!$A:$SI,MATCH($AW$5&\"_\"&$BA42&$AW$6,データシート2!$A$1:$SI$1,0),0)","v":0},{"$error":"#DIV/0!"},{"$f":"VLOOKUP(BH$13&\"_\"&$AV$8,データシート2!$A:$SI,MATCH($AV$5&\"_\"&$BA42&$AV$6,データシート2!$A$1:$SI$1,0),0)","v":{"v":181,"d":"181 "}},{"$f":"VLOOKUP(BI$13&\"_\"&$AW$8,データシート2!$A:$SI,MATCH($AW$5&\"_\"&$BA42&$AW$6,データシート2!$A$1:$SI$1,0),0)","v":{"v":1207.093,"d":"1,207 "}},{"v":6.669022099447514,"d":"7 "},{"$error":"#DIV/0!"}]
[{"$nulls":52},"I",null,"I：卸売業，小売業","I：卸売業，小売業(N=0)",{"$f":"VLOOKUP(BE$13&\"_\"&$AV$8,データシート2!$A:$SI,MATCH($AV$5&\"_\"&$BA43&$AV$6,データシート2!$A$1:$SI$1,0),0)","v":{"v":0,"d":"0 "}},{"$f":"VLOOKUP(BF$13&\"_\"&$AW$8,データシート2!$A:$SI,MATCH($AW$5&\"_\"&$BA43&$AW$6,データシート2!$A$1:$SI$1,0),0)","v":0},{"$error":"#DIV/0!"},{"$f":"VLOOKUP(BH$13&\"_\"&$AV$8,データシート2!$A:$SI,MATCH($AV$5&\"_\"&$BA43&$AV$6,データシート2!$A$1:$SI$1,0),0)","v":{"v":613,"d":"613 "}},{"$f":"VLOOKUP(BI$13&\"_\"&$AW$8,データシート2!$A:$SI,MATCH($AW$5&\"_\"&$BA43&$AW$6,データシート2!$A$1:$SI$1,0),0)","v":{"v":2525.706,"d":"2,526 "}},{"v":4.1202381729200654,"d":"4 "},{"$error":"#DIV/0!"}]
[{"$nulls":52},"J",null,"J：金融業，保険業","J：金融業，保険業(N=0)",{"$f":"VLOOKUP(BE$13&\"_\"&$AV$8,データシート2!$A:$SI,MATCH($AV$5&\"_\"&$BA44&$AV$6,データシート2!$A$1:$SI$1,0),0)","v":{"v":0,"d":"0 "}},{"$f":"VLOOKUP(BF$13&\"_\"&$AW$8,データシート2!$A:$SI,MATCH($AW$5&\"_\"&$BA44&$AW$6,データシート2!$A$1:$SI$1,0),0)","v":0},{"$error":"#DIV/0!"},{"$f":"VLOOKUP(BH$13&\"_\"&$AV$8,データシート2!$A:$SI,MATCH($AV$5&\"_\"&$BA44&$AV$6,データシート2!$A$1:$SI$1,0),0)","v":{"v":157,"d":"157 "}},{"$f":"VLOOKUP(BI$13&\"_\"&$AW$8,データシート2!$A:$SI,MATCH($AW$5&\"_\"&$BA44&$AW$6,データシート2!$A$1:$SI$1,0),0)","v":{"v":766.667,"d":"767 "}},{"v":4.883229299363058,"d":"5 "},{"$error":"#DIV/0!"}]
[{"$nulls":52},"K",null,"K：不動産業，物品賃貸業","K：不動産業，物品賃貸業(N=0)",{"$f":"VLOOKUP(BE$13&\"_\"&$AV$8,データシート2!$A:$SI,MATCH($AV$5&\"_\"&$BA45&$AV$6,データシート2!$A$1:$SI$1,0),0)","v":{"v":0,"d":"0 "}},{"$f":"VLOOKUP(BF$13&\"_\"&$AW$8,データシート2!$A:$SI,MATCH($AW$5&\"_\"&$BA45&$AW$6,データシート2!$A$1:$SI$1,0),0)","v":0},{"$error":"#DIV/0!"},{"$f":"VLOOKUP(BH$13&\"_\"&$AV$8,データシート2!$A:$SI,MATCH($AV$5&\"_\"&$BA45&$AV$6,データシート2!$A$1:$SI$1,0),0)","v":{"v":687,"d":"687 "}},{"$f":"VLOOKUP(BI$13&\"_\"&$AW$8,データシート2!$A:$SI,MATCH($AW$5&\"_\"&$BA45&$AW$6,データシート2!$A$1:$SI$1,0),0)","v":{"v":3705.257,"d":"3,705 "}},{"v":5.393387190684134,"d":"5 "},{"$error":"#DIV/0!"}]
[{"$nulls":52},"L",null,"L：学術研究,専門･技術ｻｰﾋﾞｽ業","L：学術研究,専門･技術ｻｰﾋﾞｽ業(N=0)",{"$f":"VLOOKUP(BE$13&\"_\"&$AV$8,データシート2!$A:$SI,MATCH($AV$5&\"_\"&$BA46&$AV$6,データシート2!$A$1:$SI$1,0),0)","v":{"v":0,"d":"0 "}},{"$f":"VLOOKUP(BF$13&\"_\"&$AW$8,データシート2!$A:$SI,MATCH($AW$5&\"_\"&$BA46&$AW$6,データシート2!$A$1:$SI$1,0),0)","v":0},{"$error":"#DIV/0!"},{"$f":"VLOOKUP(BH$13&\"_\"&$AV$8,データシート2!$A:$SI,MATCH($AV$5&\"_\"&$BA46&$AV$6,データシート2!$A$1:$SI$1,0),0)","v":{"v":127,"d":"127 "}},{"$f":"VLOOKUP(BI$13&\"_\"&$AW$8,データシート2!$A:$SI,MATCH($AW$5&\"_\"&$BA46&$AW$6,データシート2!$A$1:$SI$1,0),0)","v":{"v":1532.112,"d":"1,532 "}},{"v":12.063874015748032,"d":"12 "},{"$error":"#DIV/0!"}]
[{"$nulls":52},"M",null,"M：宿泊業，飲食サービス業","M：宿泊業，飲食サービス業(N=0)",{"$f":"VLOOKUP(BE$13&\"_\"&$AV$8,データシート2!$A:$SI,MATCH($AV$5&\"_\"&$BA47&$AV$6,データシート2!$A$1:$SI$1,0),0)","v":{"v":0,"d":"0 "}},{"$f":"VLOOKUP(BF$13&\"_\"&$AW$8,データシート2!$A:$SI,MATCH($AW$5&\"_\"&$BA47&$AW$6,データシート2!$A$1:$SI$1,0),0)","v":0},{"$error":"#DIV/0!"},{"$f":"VLOOKUP(BH$13&\"_\"&$AV$8,データシート2!$A:$SI,MATCH($AV$5&\"_\"&$BA47&$AV$6,データシート2!$A$1:$SI$1,0),0)","v":{"v":380,"d":"380 "}},{"$f":"VLOOKUP(BI$13&\"_\"&$AW$8,データシート2!$A:$SI,MATCH($AW$5&\"_\"&$BA47&$AW$6,データシート2!$A$1:$SI$1,0),0)","v":{"v":1783.183,"d":"1,783 "}},{"v":4.692586842105263,"d":"5 "},{"$error":"#DIV/0!"}]
[{"$nulls":52},"N",null,"N：生活関連ｻｰﾋﾞｽ業,娯楽業","N：生活関連ｻｰﾋﾞｽ業,娯楽業(N=0)",{"$f":"VLOOKUP(BE$13&\"_\"&$AV$8,データシート2!$A:$SI,MATCH($AV$5&\"_\"&$BA48&$AV$6,データシート2!$A$1:$SI$1,0),0)","v":{"v":0,"d":"0 "}},{"$f":"VLOOKUP(BF$13&\"_\"&$AW$8,データシート2!$A:$SI,MATCH($AW$5&\"_\"&$BA48&$AW$6,データシート2!$A$1:$SI$1,0),0)","v":0},{"$error":"#DIV/0!"},{"$f":"VLOOKUP(BH$13&\"_\"&$AV$8,データシート2!$A:$SI,MATCH($AV$5&\"_\"&$BA48&$AV$6,データシート2!$A$1:$SI$1,0),0)","v":{"v":202,"d":"202 "}},{"$f":"VLOOKUP(BI$13&\"_\"&$AW$8,データシート2!$A:$SI,MATCH($AW$5&\"_\"&$BA48&$AW$6,データシート2!$A$1:$SI$1,0),0)","v":{"v":1002.329,"d":"1,002 "}},{"v":4.962024752475247,"d":"5 "},{"$error":"#DIV/0!"}]
[{"$nulls":52},"O",null,"O：教育，学習支援業","O：教育，学習支援業(N=0)",{"$f":"VLOOKUP(BE$13&\"_\"&$AV$8,データシート2!$A:$SI,MATCH($AV$5&\"_\"&$BA49&$AV$6,データシート2!$A$1:$SI$1,0),0)","v":{"v":0,"d":"0 "}},{"$f":"VLOOKUP(BF$13&\"_\"&$AW$8,データシート2!$A:$SI,MATCH($AW$5&\"_\"&$BA49&$AW$6,データシート2!$A$1:$SI$1,0),0)","v":0},{"$error":"#DIV/0!"},{"$f":"VLOOKUP(BH$13&\"_\"&$AV$8,データシート2!$A:$SI,MATCH($AV$5&\"_\"&$BA49&$AV$6,データシート2!$A$1:$SI$1,0),0)","v":{"v":393,"d":"393 "}},{"$f":"VLOOKUP(BI$13&\"_\"&$AW$8,データシート2!$A:$SI,MATCH($AW$5&\"_\"&$BA49&$AW$6,データシート2!$A$1:$SI$1,0),0)","v":{"v":3356.114,"d":"3,356 "}},{"v":8.539730279898219,"d":"9 "},{"$error":"#DIV/0!"}]
[{"$nulls":52},"P",null,"P：医療，福祉","P：医療，福祉(N=0)",{"$f":"VLOOKUP(BE$13&\"_\"&$AV$8,データシート2!$A:$SI,MATCH($AV$5&\"_\"&$BA50&$AV$6,データシート2!$A$1:$SI$1,0),0)","v":{"v":0,"d":"0 "}},{"$f":"VLOOKUP(BF$13&\"_\"&$AW$8,データシート2!$A:$SI,MATCH($AW$5&\"_\"&$BA50&$AW$6,データシート2!$A$1:$SI$1,0),0)","v":0},{"$error":"#DIV/0!"},{"$f":"VLOOKUP(BH$13&\"_\"&$AV$8,データシート2!$A:$SI,MATCH($AV$5&\"_\"&$BA50&$AV$6,データシート2!$A$1:$SI$1,0),0)","v":{"v":813,"d":"813 "}},{"$f":"VLOOKUP(BI$13&\"_\"&$AW$8,データシート2!$A:$SI,MATCH($AW$5&\"_\"&$BA50&$AW$6,データシート2!$A$1:$SI$1,0),0)","v":{"v":4507.061,"d":"4,507 "}},{"v":5.543740467404674,"d":"6 "},{"$error":"#DIV/0!"}]
[{"$nulls":52},"Q",null,"Q：複合サービス事業","Q：複合サービス事業(N=0)",{"$f":"VLOOKUP(BE$13&\"_\"&$AV$8,データシート2!$A:$SI,MATCH($AV$5&\"_\"&$BA51&$AV$6,データシート2!$A$1:$SI$1,0),0)","v":{"v":0,"d":"0 "}},{"$f":"VLOOKUP(BF$13&\"_\"&$AW$8,データシート2!$A:$SI,MATCH($AW$5&\"_\"&$BA51&$AW$6,データシート2!$A$1:$SI$1,0),0)","v":0},{"$error":"#DIV/0!"},{"$f":"VLOOKUP(BH$13&\"_\"&$AV$8,データシート2!$A:$SI,MATCH($AV$5&\"_\"&$BA51&$AV$6,データシート2!$A$1:$SI$1,0),0)","v":{"v":3,"d":"3 "}},{"$f":"VLOOKUP(BI$13&\"_\"&$AW$8,データシート2!$A:$SI,MATCH($AW$5&\"_\"&$BA51&$AW$6,データシート2!$A$1:$SI$1,0),0)","v":{"v":16.611,"d":"17 "}},{"v":5.537,"d":"6 "},{"$error":"#DIV/0!"}]
[{"$nulls":52},"R",null,"R：ｻｰﾋﾞｽ業(他に分類されない)",{"$f":"BC52&\"(N=\"&BE52&\")\"","v":"R：ｻｰﾋﾞｽ業(他に分類されない)(N=0)"},{"$f":"VLOOKUP(BE$13&\"_\"&$AV$8,データシート2!$A:$SI,MATCH($AV$5&\"_\"&$BA52&$AV$6,データシート2!$A$1:$SI$1,0),0)","v":{"v":0,"d":"0 "}},{"$f":"VLOOKUP(BF$13&\"_\"&$AW$8,データシート2!$A:$SI,MATCH($AW$5&\"_\"&$BA52&$AW$6,データシート2!$A$1:$SI$1,0),0)","v":0},{"$f":"BF52/BE52","v":{"$error":"#DIV/0!"}},{"$f":"VLOOKUP(BH$13&\"_\"&$AV$8,データシート2!$A:$SI,MATCH($AV$5&\"_\"&$BA52&$AV$6,データシート2!$A$1:$SI$1,0),0)","v":{"v":641,"d":"641 "}},{"$f":"VLOOKUP(BI$13&\"_\"&$AW$8,データシート2!$A:$SI,MATCH($AW$5&\"_\"&$BA52&$AW$6,データシート2!$A$1:$SI$1,0),0)","v":{"v":17094.864,"d":"17,095 "}},{"$f":"BI52/BH52","v":{"v":26.66905460218409,"d":"27 "}},{"$f":"BG52/BJ52","v":{"$error":"#DIV/0!"}}]
[{"$nulls":15},"［千t-CO2］",{"$nulls":36},"S",null,"S：公務",{"$f":"BC53&\"(N=\"&BE53&\")\"","v":"S：公務(N=0)"},{"$f":"VLOOKUP(BE$13&\"_\"&$AV$8,データシート2!$A:$SI,MATCH($AV$5&\"_\"&$BA53&$AV$6,データシート2!$A$1:$SI$1,0),0)","v":{"v":0,"d":"0 "}},{"$f":"VLOOKUP(BF$13&\"_\"&$AW$8,データシート2!$A:$SI,MATCH($AW$5&\"_\"&$BA53&$AW$6,データシート2!$A$1:$SI$1,0),0)","v":0},{"$f":"BF53/BE53","v":{"$error":"#DIV/0!"}},{"$f":"VLOOKUP(BH$13&\"_\"&$AV$8,データシート2!$A:$SI,MATCH($AV$5&\"_\"&$BA53&$AV$6,データシート2!$A$1:$SI$1,0),0)","v":{"v":228,"d":"228 "}},{"$f":"VLOOKUP(BI$13&\"_\"&$AW$8,データシート2!$A:$SI,MATCH($AW$5&\"_\"&$BA53&$AW$6,データシート2!$A$1:$SI$1,0),0)","v":{"v":1055.881,"d":"1,056 "}},{"$f":"BI53/BH53","v":{"v":4.63105701754386,"d":"5 "}},{"$f":"BG53/BJ53","v":{"$error":"#DIV/0!"}}]
[null,null,"温室効果ガス種",null,null,"平成23年度","平成24年度","平成25年度","平成26年度","平成27年度","平成28年度","平成29年度","平成30年度","令和元年度","令和2年度","令和3年度",{"$nulls":36},"1711+1731","エネルギー転換部門","石油精製業・コークス製造業",{"$f":"BC54&\"(N=\"&BE54&\")\"","v":"石油精製業・コークス製造業(N=0)"},{"$f":"BE58+BE59","v":{"v":0,"d":"0 "}},{"$f":"BF58+BF59","v":0},{"$error":"#DIV/0!"},{"$f":"BH58+BH59","v":{"v":31,"d":"31 "}},{"$f":"BI58+BI59","v":{"v":27295.311999999998,"d":"27,295 "}},{"v":880.4939354838709,"d":"880 "},{"$error":"#DIV/0!"}]
[null,null,"合計",null,null,{"$f":"SUM(F56,F57,F60,F61,F62,F63,F64,F65,)","v":0},{"$f":"SUM(G56,G57,G60,G61,G62,G63,G64,G65,)","v":0},0,0,0,0,0,0,0,0,0,{"$nulls":36},"3311+3312",null,"発電所・変電所",{"$f":"BC55&\"(N=\"&BE55&\")\"","v":"発電所・変電所(N=0)"},{"$f":"BE60+BE61","v":{"v":0,"d":"0 "}},{"$f":"BF60+BF61","v":0},{"$error":"#DIV/0!"},{"$f":"BH60+BH61","v":{"v":231,"d":"231 "}},{"$f":"BI60+BI61","v":{"v":22952.602,"d":"22,953 "}},{"v":99.36191341991342,"d":"99 "},{"$error":"#DIV/0!"}]
[null,null,{"$f":"D56","v":"エネルギー起源CO2"},"エネルギー起源CO2",null,{"$f":"IFERROR(VLOOKUP(年度マスタ!$K$4&\"_\"&F$54,データシート1!$A:$CE,MATCH(\"bc_\"&$C56,データシート1!$A$1:$CE$1,0),0),0)","v":0},{"$f":"IFERROR(VLOOKUP(年度マスタ!$K$4&\"_\"&G$54,データシート1!$A:$CE,MATCH(\"bc_\"&$C56,データシート1!$A$1:$CE$1,0),0),0)","v":0},{"$f":"IFERROR(VLOOKUP(年度マスタ!$K$4&\"_\"&H$54,データシート1!$A:$CE,MATCH(\"bc_\"&$C56,データシート1!$A$1:$CE$1,0),0),0)","v":0},{"$f":"IFERROR(VLOOKUP(年度マスタ!$K$4&\"_\"&I$54,データシート1!$A:$CE,MATCH(\"bc_\"&$C56,データシート1!$A$1:$CE$1,0),0),0)","v":0},{"$f":"IFERROR(VLOOKUP(年度マスタ!$K$4&\"_\"&J$54,データシート1!$A:$CE,MATCH(\"bc_\"&$C56,データシート1!$A$1:$CE$1,0),0),0)","v":0},{"$f":"IFERROR(VLOOKUP(年度マスタ!$K$4&\"_\"&K$54,データシート1!$A:$CE,MATCH(\"bc_\"&$C56,データシート1!$A$1:$CE$1,0),0),0)","v":0},{"$f":"IFERROR(VLOOKUP(年度マスタ!$K$4&\"_\"&L$54,データシート1!$A:$CE,MATCH(\"bc_\"&$C56,データシート1!$A$1:$CE$1,0),0),0)","v":0},{"$f":"IFERROR(VLOOKUP(年度マスタ!$K$4&\"_\"&M$54,データシート1!$A:$CE,MATCH(\"bc_\"&$C56,データシート1!$A$1:$CE$1,0),0),0)","v":0},{"$f":"IFERROR(VLOOKUP(年度マスタ!$K$4&\"_\"&N$54,データシート1!$A:$CE,MATCH(\"bc_\"&$C56,データシート1!$A$1:$CE$1,0),0),0)","v":0},{"$f":"IFERROR(VLOOKUP(年度マスタ!$K$4&\"_\"&O$54,データシート1!$A:$CE,MATCH(\"bc_\"&$C56,データシート1!$A$1:$CE$1,0),0),0)","v":0},{"$f":"IFERROR(VLOOKUP(年度マスタ!$K$4&\"_\"&P$54,データシート1!$A:$CE,MATCH(\"bc_\"&$C56,データシート1!$A$1:$CE$1,0),0),0)","v":0},{"$nulls":36},3411,null,"ガス製造工場","ガス製造工場(N=0)",{"$f":"BE62","v":{"v":0,"d":"0 "}},{"$f":"BF62","v":0},{"$error":"#DIV/0!"},{"$f":"BH62","v":{"v":30,"d":"30 "}},{"$f":"BI62","v":{"v":751.173,"d":"751 "}},{"v":25.0391,"d":"25 "},{"$error":"#DIV/0!"}]
[{"$nulls":3},"非エネルギー起源CO2",null,{"$f":"SUM(F58:F59)","v":0},{"$f":"SUM(G58:G59)","v":0},0,0,0,{"$f":"SUM(K58:K59)","v":0},0,0,0,0,{"$f":"SUM(P58:P59)","v":0},{"$nulls":36},3511,null,"熱供給業","熱供給業(N=0)",{"$f":"BE63","v":{"v":0,"d":"0 "}},{"$f":"BF63","v":0},{"$error":"#DIV/0!"},{"$f":"BH63","v":{"v":137,"d":"137 "}},{"$f":"BI63","v":{"v":553.398,"d":"553 "}},{"v":4.039401459854015,"d":"4 "},{"$error":"#DIV/0!"}]
[null,null,"非エネルギー起源CO2（廃棄物の原燃料使用）","　","廃棄物原燃料",{"$f":"IFERROR(VLOOKUP(年度マスタ!$K$4&\"_\"&F$54,データシート1!$A:$CE,MATCH(\"bc_\"&$C58,データシート1!$A$1:$CE$1,0),0),0)","v":0},{"$f":"IFERROR(VLOOKUP(年度マスタ!$K$4&\"_\"&G$54,データシート1!$A:$CE,MATCH(\"bc_\"&$C58,データシート1!$A$1:$CE$1,0),0),0)","v":0},{"$f":"IFERROR(VLOOKUP(年度マスタ!$K$4&\"_\"&H$54,データシート1!$A:$CE,MATCH(\"bc_\"&$C58,データシート1!$A$1:$CE$1,0),0),0)","v":0},{"$f":"IFERROR(VLOOKUP(年度マスタ!$K$4&\"_\"&I$54,データシート1!$A:$CE,MATCH(\"bc_\"&$C58,データシート1!$A$1:$CE$1,0),0),0)","v":0},{"$f":"IFERROR(VLOOKUP(年度マスタ!$K$4&\"_\"&J$54,データシート1!$A:$CE,MATCH(\"bc_\"&$C58,データシート1!$A$1:$CE$1,0),0),0)","v":0},{"$f":"IFERROR(VLOOKUP(年度マスタ!$K$4&\"_\"&K$54,データシート1!$A:$CE,MATCH(\"bc_\"&$C58,データシート1!$A$1:$CE$1,0),0),0)","v":0},{"$f":"IFERROR(VLOOKUP(年度マスタ!$K$4&\"_\"&L$54,データシート1!$A:$CE,MATCH(\"bc_\"&$C58,データシート1!$A$1:$CE$1,0),0),0)","v":0},{"$f":"IFERROR(VLOOKUP(年度マスタ!$K$4&\"_\"&M$54,データシート1!$A:$CE,MATCH(\"bc_\"&$C58,データシート1!$A$1:$CE$1,0),0),0)","v":0},{"$f":"IFERROR(VLOOKUP(年度マスタ!$K$4&\"_\"&N$54,データシート1!$A:$CE,MATCH(\"bc_\"&$C58,データシート1!$A$1:$CE$1,0),0),0)","v":0},{"$f":"IFERROR(VLOOKUP(年度マスタ!$K$4&\"_\"&O$54,データシート1!$A:$CE,MATCH(\"bc_\"&$C58,データシート1!$A$1:$CE$1,0),0),0)","v":0},{"$f":"IFERROR(VLOOKUP(年度マスタ!$K$4&\"_\"&P$54,データシート1!$A:$CE,MATCH(\"bc_\"&$C58,データシート1!$A$1:$CE$1,0),0),0)","v":0},{"$nulls":36},1711,null,null,"石油精製業",{"$f":"VLOOKUP(BE$13&\"_\"&$AV$8,データシート2!$A:$SI,MATCH($AV$5&\"_\"&$BA58,データシート2!$A$1:$SI$1,0),0)","v":{"v":0,"d":"0 "}},{"$f":"VLOOKUP(BF$13&\"_\"&$AW$8,データシート2!$A:$SI,MATCH($AW$5&\"_\"&$BA58,データシート2!$A$1:$SI$1,0),0)","v":0},{"$error":"#DIV/0!"},{"$f":"VLOOKUP(BH$13&\"_\"&$AV$8,データシート2!$A:$SI,MATCH($AV$5&\"_\"&$BA58,データシート2!$A$1:$SI$1,0),0)","v":{"v":28,"d":"28 "}},{"$f":"VLOOKUP(BI$13&\"_\"&$AW$8,データシート2!$A:$SI,MATCH($AW$5&\"_\"&$BA58,データシート2!$A$1:$SI$1,0),0)","v":{"v":25772.406,"d":"25,772 "}},{"v":920.4430714285714,"d":"920 "},{"$error":"#DIV/0!"}]
[null,null,"非エネルギー起源CO2"," ","廃棄物原燃料以外",{"$f":"IFERROR(VLOOKUP(年度マスタ!$K$4&\"_\"&F$54,データシート1!$A:$CE,MATCH(\"bc_\"&$C59,データシート1!$A$1:$CE$1,0),0),0)","v":0},{"$f":"IFERROR(VLOOKUP(年度マスタ!$K$4&\"_\"&G$54,データシート1!$A:$CE,MATCH(\"bc_\"&$C59,データシート1!$A$1:$CE$1,0),0),0)","v":0},{"$f":"IFERROR(VLOOKUP(年度マスタ!$K$4&\"_\"&H$54,データシート1!$A:$CE,MATCH(\"bc_\"&$C59,データシート1!$A$1:$CE$1,0),0),0)","v":0},{"$f":"IFERROR(VLOOKUP(年度マスタ!$K$4&\"_\"&I$54,データシート1!$A:$CE,MATCH(\"bc_\"&$C59,データシート1!$A$1:$CE$1,0),0),0)","v":0},{"$f":"IFERROR(VLOOKUP(年度マスタ!$K$4&\"_\"&J$54,データシート1!$A:$CE,MATCH(\"bc_\"&$C59,データシート1!$A$1:$CE$1,0),0),0)","v":0},{"$f":"IFERROR(VLOOKUP(年度マスタ!$K$4&\"_\"&K$54,データシート1!$A:$CE,MATCH(\"bc_\"&$C59,データシート1!$A$1:$CE$1,0),0),0)","v":0},{"$f":"IFERROR(VLOOKUP(年度マスタ!$K$4&\"_\"&L$54,データシート1!$A:$CE,MATCH(\"bc_\"&$C59,データシート1!$A$1:$CE$1,0),0),0)","v":0},{"$f":"IFERROR(VLOOKUP(年度マスタ!$K$4&\"_\"&M$54,データシート1!$A:$CE,MATCH(\"bc_\"&$C59,データシート1!$A$1:$CE$1,0),0),0)","v":0},{"$f":"IFERROR(VLOOKUP(年度マスタ!$K$4&\"_\"&N$54,データシート1!$A:$CE,MATCH(\"bc_\"&$C59,データシート1!$A$1:$CE$1,0),0),0)","v":0},{"$f":"IFERROR(VLOOKUP(年度マスタ!$K$4&\"_\"&O$54,データシート1!$A:$CE,MATCH(\"bc_\"&$C59,データシート1!$A$1:$CE$1,0),0),0)","v":0},{"$f":"IFERROR(VLOOKUP(年度マスタ!$K$4&\"_\"&P$54,データシート1!$A:$CE,MATCH(\"bc_\"&$C59,データシート1!$A$1:$CE$1,0),0),0)","v":0},{"$nulls":36},1731,null,null,"コークス製造業",{"$f":"VLOOKUP(BE$13&\"_\"&$AV$8,データシート2!$A:$SI,MATCH($AV$5&\"_\"&$BA59,データシート2!$A$1:$SI$1,0),0)","v":{"v":0,"d":"0 "}},{"$f":"VLOOKUP(BF$13&\"_\"&$AW$8,データシート2!$A:$SI,MATCH($AW$5&\"_\"&$BA59,データシート2!$A$1:$SI$1,0),0)","v":0},{"$error":"#DIV/0!"},{"$f":"VLOOKUP(BH$13&\"_\"&$AV$8,データシート2!$A:$SI,MATCH($AV$5&\"_\"&$BA59,データシート2!$A$1:$SI$1,0),0)","v":{"v":3,"d":"3 "}},{"$f":"VLOOKUP(BI$13&\"_\"&$AW$8,データシート2!$A:$SI,MATCH($AW$5&\"_\"&$BA59,データシート2!$A$1:$SI$1,0),0)","v":{"v":1522.906,"d":"1,523 "}},{"v":507.63533333333334,"d":"508 "},{"$error":"#DIV/0!"}]
[null,null,{"$f":"D60","v":"CH4"},"CH4",null,{"$f":"IFERROR(VLOOKUP(年度マスタ!$K$4&\"_\"&F$54,データシート1!$A:$CE,MATCH(\"bc_\"&$C60,データシート1!$A$1:$CE$1,0),0),0)","v":0},{"$f":"IFERROR(VLOOKUP(年度マスタ!$K$4&\"_\"&G$54,データシート1!$A:$CE,MATCH(\"bc_\"&$C60,データシート1!$A$1:$CE$1,0),0),0)","v":0},{"$f":"IFERROR(VLOOKUP(年度マスタ!$K$4&\"_\"&H$54,データシート1!$A:$CE,MATCH(\"bc_\"&$C60,データシート1!$A$1:$CE$1,0),0),0)","v":0},{"$f":"IFERROR(VLOOKUP(年度マスタ!$K$4&\"_\"&I$54,データシート1!$A:$CE,MATCH(\"bc_\"&$C60,データシート1!$A$1:$CE$1,0),0),0)","v":0},{"$f":"IFERROR(VLOOKUP(年度マスタ!$K$4&\"_\"&J$54,データシート1!$A:$CE,MATCH(\"bc_\"&$C60,データシート1!$A$1:$CE$1,0),0),0)","v":0},{"$f":"IFERROR(VLOOKUP(年度マスタ!$K$4&\"_\"&K$54,データシート1!$A:$CE,MATCH(\"bc_\"&$C60,データシート1!$A$1:$CE$1,0),0),0)","v":0},{"$f":"IFERROR(VLOOKUP(年度マスタ!$K$4&\"_\"&L$54,データシート1!$A:$CE,MATCH(\"bc_\"&$C60,データシート1!$A$1:$CE$1,0),0),0)","v":0},{"$f":"IFERROR(VLOOKUP(年度マスタ!$K$4&\"_\"&M$54,データシート1!$A:$CE,MATCH(\"bc_\"&$C60,データシート1!$A$1:$CE$1,0),0),0)","v":0},{"$f":"IFERROR(VLOOKUP(年度マスタ!$K$4&\"_\"&N$54,データシート1!$A:$CE,MATCH(\"bc_\"&$C60,データシート1!$A$1:$CE$1,0),0),0)","v":0},{"$f":"IFERROR(VLOOKUP(年度マスタ!$K$4&\"_\"&O$54,データシート1!$A:$CE,MATCH(\"bc_\"&$C60,データシート1!$A$1:$CE$1,0),0),0)","v":0},{"$f":"IFERROR(VLOOKUP(年度マスタ!$K$4&\"_\"&P$54,データシート1!$A:$CE,MATCH(\"bc_\"&$C60,データシート1!$A$1:$CE$1,0),0),0)","v":0},{"$nulls":36},3311,null,null,"発電所",{"$f":"VLOOKUP(BE$13&\"_\"&$AV$8,データシート2!$A:$SI,MATCH($AV$5&\"_\"&$BA60,データシート2!$A$1:$SI$1,0),0)","v":{"v":0,"d":"0 "}},{"$f":"VLOOKUP(BF$13&\"_\"&$AW$8,データシート2!$A:$SI,MATCH($AW$5&\"_\"&$BA60,データシート2!$A$1:$SI$1,0),0)","v":0},{"$error":"#DIV/0!"},{"$f":"VLOOKUP(BH$13&\"_\"&$AV$8,データシート2!$A:$SI,MATCH($AV$5&\"_\"&$BA60,データシート2!$A$1:$SI$1,0),0)","v":{"v":228,"d":"228 "}},{"$f":"VLOOKUP(BI$13&\"_\"&$AW$8,データシート2!$A:$SI,MATCH($AW$5&\"_\"&$BA60,データシート2!$A$1:$SI$1,0),0)","v":{"v":22932.28,"d":"22,932 "}},{"v":100.58017543859648,"d":"101 "},{"$error":"#DIV/0!"}]
[null,{"$f":"AE32","v":0},{"$f":"D61","v":"N2O"},"N2O",null,{"$f":"IFERROR(VLOOKUP(年度マスタ!$K$4&\"_\"&F$54,データシート1!$A:$CE,MATCH(\"bc_\"&$C61,データシート1!$A$1:$CE$1,0),0),0)","v":0},{"$f":"IFERROR(VLOOKUP(年度マスタ!$K$4&\"_\"&G$54,データシート1!$A:$CE,MATCH(\"bc_\"&$C61,データシート1!$A$1:$CE$1,0),0),0)","v":0},{"$f":"IFERROR(VLOOKUP(年度マスタ!$K$4&\"_\"&H$54,データシート1!$A:$CE,MATCH(\"bc_\"&$C61,データシート1!$A$1:$CE$1,0),0),0)","v":0},{"$f":"IFERROR(VLOOKUP(年度マスタ!$K$4&\"_\"&I$54,データシート1!$A:$CE,MATCH(\"bc_\"&$C61,データシート1!$A$1:$CE$1,0),0),0)","v":0},{"$f":"IFERROR(VLOOKUP(年度マスタ!$K$4&\"_\"&J$54,データシート1!$A:$CE,MATCH(\"bc_\"&$C61,データシート1!$A$1:$CE$1,0),0),0)","v":0},{"$f":"IFERROR(VLOOKUP(年度マスタ!$K$4&\"_\"&K$54,データシート1!$A:$CE,MATCH(\"bc_\"&$C61,データシート1!$A$1:$CE$1,0),0),0)","v":0},{"$f":"IFERROR(VLOOKUP(年度マスタ!$K$4&\"_\"&L$54,データシート1!$A:$CE,MATCH(\"bc_\"&$C61,データシート1!$A$1:$CE$1,0),0),0)","v":0},{"$f":"IFERROR(VLOOKUP(年度マスタ!$K$4&\"_\"&M$54,データシート1!$A:$CE,MATCH(\"bc_\"&$C61,データシート1!$A$1:$CE$1,0),0),0)","v":0},{"$f":"IFERROR(VLOOKUP(年度マスタ!$K$4&\"_\"&N$54,データシート1!$A:$CE,MATCH(\"bc_\"&$C61,データシート1!$A$1:$CE$1,0),0),0)","v":0},{"$f":"IFERROR(VLOOKUP(年度マスタ!$K$4&\"_\"&O$54,データシート1!$A:$CE,MATCH(\"bc_\"&$C61,データシート1!$A$1:$CE$1,0),0),0)","v":0},{"$f":"IFERROR(VLOOKUP(年度マスタ!$K$4&\"_\"&P$54,データシート1!$A:$CE,MATCH(\"bc_\"&$C61,データシート1!$A$1:$CE$1,0),0),0)","v":0},{"$nulls":36},3312,null,null,"変電所",{"$f":"VLOOKUP(BE$13&\"_\"&$AV$8,データシート2!$A:$SI,MATCH($AV$5&\"_\"&$BA61,データシート2!$A$1:$SI$1,0),0)","v":{"v":0,"d":"0 "}},{"$f":"VLOOKUP(BF$13&\"_\"&$AW$8,データシート2!$A:$SI,MATCH($AW$5&\"_\"&$BA61,データシート2!$A$1:$SI$1,0),0)","v":0},{"$error":"#DIV/0!"},{"$f":"VLOOKUP(BH$13&\"_\"&$AV$8,データシート2!$A:$SI,MATCH($AV$5&\"_\"&$BA61,データシート2!$A$1:$SI$1,0),0)","v":{"v":3,"d":"3 "}},{"$f":"VLOOKUP(BI$13&\"_\"&$AW$8,データシート2!$A:$SI,MATCH($AW$5&\"_\"&$BA61,データシート2!$A$1:$SI$1,0),0)","v":{"v":20.322,"d":"20 "}},{"v":6.774,"d":"7 "},{"$error":"#DIV/0!"}]
[null,{"$f":"AE33","v":0},"HFC","HFC",null,{"$f":"IFERROR(VLOOKUP(年度マスタ!$K$4&\"_\"&F$54,データシート1!$A:$CE,MATCH(\"bc_\"&$C62,データシート1!$A$1:$CE$1,0),0),0)","v":0},{"$f":"IFERROR(VLOOKUP(年度マスタ!$K$4&\"_\"&G$54,データシート1!$A:$CE,MATCH(\"bc_\"&$C62,データシート1!$A$1:$CE$1,0),0),0)","v":0},{"$f":"IFERROR(VLOOKUP(年度マスタ!$K$4&\"_\"&H$54,データシート1!$A:$CE,MATCH(\"bc_\"&$C62,データシート1!$A$1:$CE$1,0),0),0)","v":0},{"$f":"IFERROR(VLOOKUP(年度マスタ!$K$4&\"_\"&I$54,データシート1!$A:$CE,MATCH(\"bc_\"&$C62,データシート1!$A$1:$CE$1,0),0),0)","v":0},{"$f":"IFERROR(VLOOKUP(年度マスタ!$K$4&\"_\"&J$54,データシート1!$A:$CE,MATCH(\"bc_\"&$C62,データシート1!$A$1:$CE$1,0),0),0)","v":0},{"$f":"IFERROR(VLOOKUP(年度マスタ!$K$4&\"_\"&K$54,データシート1!$A:$CE,MATCH(\"bc_\"&$C62,データシート1!$A$1:$CE$1,0),0),0)","v":0},{"$f":"IFERROR(VLOOKUP(年度マスタ!$K$4&\"_\"&L$54,データシート1!$A:$CE,MATCH(\"bc_\"&$C62,データシート1!$A$1:$CE$1,0),0),0)","v":0},{"$f":"IFERROR(VLOOKUP(年度マスタ!$K$4&\"_\"&M$54,データシート1!$A:$CE,MATCH(\"bc_\"&$C62,データシート1!$A$1:$CE$1,0),0),0)","v":0},{"$f":"IFERROR(VLOOKUP(年度マスタ!$K$4&\"_\"&N$54,データシート1!$A:$CE,MATCH(\"bc_\"&$C62,データシート1!$A$1:$CE$1,0),0),0)","v":0},{"$f":"IFERROR(VLOOKUP(年度マスタ!$K$4&\"_\"&O$54,データシート1!$A:$CE,MATCH(\"bc_\"&$C62,データシート1!$A$1:$CE$1,0),0),0)","v":0},{"$f":"IFERROR(VLOOKUP(年度マスタ!$K$4&\"_\"&P$54,データシート1!$A:$CE,MATCH(\"bc_\"&$C62,データシート1!$A$1:$CE$1,0),0),0)","v":0},{"$nulls":36},3411,null,null,"ガス製造工場",{"$f":"VLOOKUP(BE$13&\"_\"&$AV$8,データシート2!$A:$SI,MATCH($AV$5&\"_\"&$BA62,データシート2!$A$1:$SI$1,0),0)","v":{"v":0,"d":"0 "}},{"$f":"VLOOKUP(BF$13&\"_\"&$AW$8,データシート2!$A:$SI,MATCH($AW$5&\"_\"&$BA62,データシート2!$A$1:$SI$1,0),0)","v":0},{"$error":"#DIV/0!"},{"$f":"VLOOKUP(BH$13&\"_\"&$AV$8,データシート2!$A:$SI,MATCH($AV$5&\"_\"&$BA62,データシート2!$A$1:$SI$1,0),0)","v":{"v":30,"d":"30 "}},{"$f":"VLOOKUP(BI$13&\"_\"&$AW$8,データシート2!$A:$SI,MATCH($AW$5&\"_\"&$BA62,データシート2!$A$1:$SI$1,0),0)","v":{"v":751.173,"d":"751 "}},{"v":25.0391,"d":"25 "},{"$error":"#DIV/0!"}]
[null,{"$f":"AD34","v":0},"PFC","PFC",null,{"$f":"IFERROR(VLOOKUP(年度マスタ!$K$4&\"_\"&F$54,データシート1!$A:$CE,MATCH(\"bc_\"&$C63,データシート1!$A$1:$CE$1,0),0),0)","v":0},{"$f":"IFERROR(VLOOKUP(年度マスタ!$K$4&\"_\"&G$54,データシート1!$A:$CE,MATCH(\"bc_\"&$C63,データシート1!$A$1:$CE$1,0),0),0)","v":0},{"$f":"IFERROR(VLOOKUP(年度マスタ!$K$4&\"_\"&H$54,データシート1!$A:$CE,MATCH(\"bc_\"&$C63,データシート1!$A$1:$CE$1,0),0),0)","v":0},{"$f":"IFERROR(VLOOKUP(年度マスタ!$K$4&\"_\"&I$54,データシート1!$A:$CE,MATCH(\"bc_\"&$C63,データシート1!$A$1:$CE$1,0),0),0)","v":0},{"$f":"IFERROR(VLOOKUP(年度マスタ!$K$4&\"_\"&J$54,データシート1!$A:$CE,MATCH(\"bc_\"&$C63,データシート1!$A$1:$CE$1,0),0),0)","v":0},{"$f":"IFERROR(VLOOKUP(年度マスタ!$K$4&\"_\"&K$54,データシート1!$A:$CE,MATCH(\"bc_\"&$C63,データシート1!$A$1:$CE$1,0),0),0)","v":0},{"$f":"IFERROR(VLOOKUP(年度マスタ!$K$4&\"_\"&L$54,データシート1!$A:$CE,MATCH(\"bc_\"&$C63,データシート1!$A$1:$CE$1,0),0),0)","v":0},{"$f":"IFERROR(VLOOKUP(年度マスタ!$K$4&\"_\"&M$54,データシート1!$A:$CE,MATCH(\"bc_\"&$C63,データシート1!$A$1:$CE$1,0),0),0)","v":0},{"$f":"IFERROR(VLOOKUP(年度マスタ!$K$4&\"_\"&N$54,データシート1!$A:$CE,MATCH(\"bc_\"&$C63,データシート1!$A$1:$CE$1,0),0),0)","v":0},{"$f":"IFERROR(VLOOKUP(年度マスタ!$K$4&\"_\"&O$54,データシート1!$A:$CE,MATCH(\"bc_\"&$C63,データシート1!$A$1:$CE$1,0),0),0)","v":0},{"$f":"IFERROR(VLOOKUP(年度マスタ!$K$4&\"_\"&P$54,データシート1!$A:$CE,MATCH(\"bc_\"&$C63,データシート1!$A$1:$CE$1,0),0),0)","v":0},{"$nulls":36},3511,null,null,"熱供給業",{"$f":"VLOOKUP(BE$13&\"_\"&$AV$8,データシート2!$A:$SI,MATCH($AV$5&\"_\"&$BA63,データシート2!$A$1:$SI$1,0),0)","v":{"v":0,"d":"0 "}},{"$f":"VLOOKUP(BF$13&\"_\"&$AW$8,データシート2!$A:$SI,MATCH($AW$5&\"_\"&$BA63,データシート2!$A$1:$SI$1,0),0)","v":0},{"$error":"#DIV/0!"},{"$f":"VLOOKUP(BH$13&\"_\"&$AV$8,データシート2!$A:$SI,MATCH($AV$5&\"_\"&$BA63,データシート2!$A$1:$SI$1,0),0)","v":{"v":137,"d":"137 "}},{"$f":"VLOOKUP(BI$13&\"_\"&$AW$8,データシート2!$A:$SI,MATCH($AW$5&\"_\"&$BA63,データシート2!$A$1:$SI$1,0),0)","v":{"v":553.398,"d":"553 "}},{"v":4.039401459854015,"d":"4 "},{"$error":"#DIV/0!"}]
[null,{"$f":"AD35","v":0},"SF6","SF6",null,{"$f":"IFERROR(VLOOKUP(年度マスタ!$K$4&\"_\"&F$54,データシート1!$A:$CE,MATCH(\"bc_\"&$C64,データシート1!$A$1:$CE$1,0),0),0)","v":0},{"$f":"IFERROR(VLOOKUP(年度マスタ!$K$4&\"_\"&G$54,データシート1!$A:$CE,MATCH(\"bc_\"&$C64,データシート1!$A$1:$CE$1,0),0),0)","v":0},{"$f":"IFERROR(VLOOKUP(年度マスタ!$K$4&\"_\"&H$54,データシート1!$A:$CE,MATCH(\"bc_\"&$C64,データシート1!$A$1:$CE$1,0),0),0)","v":0},{"$f":"IFERROR(VLOOKUP(年度マスタ!$K$4&\"_\"&I$54,データシート1!$A:$CE,MATCH(\"bc_\"&$C64,データシート1!$A$1:$CE$1,0),0),0)","v":0},{"$f":"IFERROR(VLOOKUP(年度マスタ!$K$4&\"_\"&J$54,データシート1!$A:$CE,MATCH(\"bc_\"&$C64,データシート1!$A$1:$CE$1,0),0),0)","v":0},{"$f":"IFERROR(VLOOKUP(年度マスタ!$K$4&\"_\"&K$54,データシート1!$A:$CE,MATCH(\"bc_\"&$C64,データシート1!$A$1:$CE$1,0),0),0)","v":0},{"$f":"IFERROR(VLOOKUP(年度マスタ!$K$4&\"_\"&L$54,データシート1!$A:$CE,MATCH(\"bc_\"&$C64,データシート1!$A$1:$CE$1,0),0),0)","v":0},{"$f":"IFERROR(VLOOKUP(年度マスタ!$K$4&\"_\"&M$54,データシート1!$A:$CE,MATCH(\"bc_\"&$C64,データシート1!$A$1:$CE$1,0),0),0)","v":0},{"$f":"IFERROR(VLOOKUP(年度マスタ!$K$4&\"_\"&N$54,データシート1!$A:$CE,MATCH(\"bc_\"&$C64,データシート1!$A$1:$CE$1,0),0),0)","v":0},{"$f":"IFERROR(VLOOKUP(年度マスタ!$K$4&\"_\"&O$54,データシート1!$A:$CE,MATCH(\"bc_\"&$C64,データシート1!$A$1:$CE$1,0),0),0)","v":0},{"$f":"IFERROR(VLOOKUP(年度マスタ!$K$4&\"_\"&P$54,データシート1!$A:$CE,MATCH(\"bc_\"&$C64,データシート1!$A$1:$CE$1,0),0),0)","v":0}]
[null,null,"NF3","NF3",null,{"$f":"IFERROR(VLOOKUP(年度マスタ!$K$4&\"_\"&F$54,データシート1!$A:$CE,MATCH(\"bc_\"&$C65,データシート1!$A$1:$CE$1,0),0),0)","v":0},{"$f":"IFERROR(VLOOKUP(年度マスタ!$K$4&\"_\"&G$54,データシート1!$A:$CE,MATCH(\"bc_\"&$C65,データシート1!$A$1:$CE$1,0),0),0)","v":0},{"$f":"IFERROR(VLOOKUP(年度マスタ!$K$4&\"_\"&H$54,データシート1!$A:$CE,MATCH(\"bc_\"&$C65,データシート1!$A$1:$CE$1,0),0),0)","v":0},{"$f":"IFERROR(VLOOKUP(年度マスタ!$K$4&\"_\"&I$54,データシート1!$A:$CE,MATCH(\"bc_\"&$C65,データシート1!$A$1:$CE$1,0),0),0)","v":0},{"$f":"IFERROR(VLOOKUP(年度マスタ!$K$4&\"_\"&J$54,データシート1!$A:$CE,MATCH(\"bc_\"&$C65,データシート1!$A$1:$CE$1,0),0),0)","v":0},{"$f":"IFERROR(VLOOKUP(年度マスタ!$K$4&\"_\"&K$54,データシート1!$A:$CE,MATCH(\"bc_\"&$C65,データシート1!$A$1:$CE$1,0),0),0)","v":0},{"$f":"IFERROR(VLOOKUP(年度マスタ!$K$4&\"_\"&L$54,データシート1!$A:$CE,MATCH(\"bc_\"&$C65,データシート1!$A$1:$CE$1,0),0),0)","v":0},{"$f":"IFERROR(VLOOKUP(年度マスタ!$K$4&\"_\"&M$54,データシート1!$A:$CE,MATCH(\"bc_\"&$C65,データシート1!$A$1:$CE$1,0),0),0)","v":0},{"$f":"IFERROR(VLOOKUP(年度マスタ!$K$4&\"_\"&N$54,データシート1!$A:$CE,MATCH(\"bc_\"&$C65,データシート1!$A$1:$CE$1,0),0),0)","v":0},{"$f":"IFERROR(VLOOKUP(年度マスタ!$K$4&\"_\"&O$54,データシート1!$A:$CE,MATCH(\"bc_\"&$C65,データシート1!$A$1:$CE$1,0),0),0)","v":0},{"$f":"IFERROR(VLOOKUP(年度マスタ!$K$4&\"_\"&P$54,データシート1!$A:$CE,MATCH(\"bc_\"&$C65,データシート1!$A$1:$CE$1,0),0),0)","v":0}]
[null,{"$f":"AD36","v":0}]
[]
[]
[]
[]
[]
[]
[{"$nulls":14}," "]

{"sheet":"④再エネ導入量・ポテンシャルの現状把握","index":4,"n_rows":55,"n_cols":44,"rows_kept":55,"merged":[[1,41,36,45],[3,6,4,8],[3,25,4,27],[3,28,4,28],[3,29,4,29],[3,30,4,30],[16,9,16,17],[22,26,22,28],[22,29,22,30],[23,25,24,25],[23,26,24,28],[23,29,24,30],[25,26,25,28],[25,29,25,30],[26,6,26,8],[26,25,27,25],[26,26,27,28],[26,29,27,30],[28,26,28,28],[28,29,28,30],[29,25,30,25],[29,26,30,28],[29,29,30,30],[30,2,31,10],[49,21,49,25],[49,28,50,28],[49,29,50,29],[49,30,50,30],[52,24,52,25]]}
[null,"自治体排出量カルテ④　地方公共団体の再生可能エネルギー導入状況及び導入ポテンシャルの現状把握",{"$nulls":28},{"$f":"年度マスタ!J4","v":"越知町"}]
[null,"1　地方公共団体のFIT・FIP制度による再生可能エネルギー（電気）※1",{"$nulls":18},"2　地方公共団体の再生可能エネルギーの導入ポテンシャル※7"]
[{"$nulls":17},"［kW］"]
[null,null,"1）区域の再生可能エネルギーの導入設備容量",{"$nulls":6},"区域の再生可能エネルギーの導入設備容量",{"$nulls":11},"5）導入ポテンシャル（電気のみ・設備容量）",{"$nulls":6},"設備容量\n［kW］","発電電力量［MWh/年］","導入ポテンシャル\n［億MJ/年］"]
[null,null,"（令和5年度）",{"$nulls":6},"平成27年度","平成28年度","平成29年度","平成30年度","令和元年度","令和2年度","令和3年度","令和4年度","令和5年度"]
[{"$nulls":6},"太陽光発電（10kW未満）",null,null,{"$f":"VLOOKUP(年度マスタ!$K$4&\"_\"&J$5,データシート1!$A:$BT,MATCH(\"cb_\"&$G6,データシート1!$A$1:$BT$1,0),0)","v":{"v":537.55,"d":"538"}},{"$f":"VLOOKUP(年度マスタ!$K$4&\"_\"&K$5,データシート1!$A:$BT,MATCH(\"cb_\"&$G6,データシート1!$A$1:$BT$1,0),0)","v":{"v":560.45,"d":"560"}},{"$f":"VLOOKUP(年度マスタ!$K$4&\"_\"&L$5,データシート1!$A:$BT,MATCH(\"cb_\"&$G6,データシート1!$A$1:$BT$1,0),0)","v":{"v":578.45,"d":"578"}},{"$f":"VLOOKUP(年度マスタ!$K$4&\"_\"&M$5,データシート1!$A:$BT,MATCH(\"cb_\"&$G6,データシート1!$A$1:$BT$1,0),0)","v":{"v":619.75,"d":"620"}},{"$f":"VLOOKUP(年度マスタ!$K$4&\"_\"&N$5,データシート1!$A:$BT,MATCH(\"cb_\"&$G6,データシート1!$A$1:$BT$1,0),0)","v":{"v":682.95,"d":"683"}},{"$f":"VLOOKUP(年度マスタ!$K$4&\"_\"&O$5,データシート1!$A:$BT,MATCH(\"cb_\"&$G6,データシート1!$A$1:$BT$1,0),0)","v":{"v":716.8499999999999,"d":"717"}},{"$f":"VLOOKUP(年度マスタ!$K$4&\"_\"&P$5,データシート1!$A:$BT,MATCH(\"cb_\"&$G6,データシート1!$A$1:$BT$1,0),0)","v":{"v":749.15,"d":"749"}},{"$f":"VLOOKUP(年度マスタ!$K$4&\"_\"&Q$5,データシート1!$A:$BT,MATCH(\"cb_\"&$G6,データシート1!$A$1:$BT$1,0),0)","v":{"v":774.73,"d":"775"}},{"$f":"VLOOKUP(年度マスタ!$K$4&\"_\"&R$5,データシート1!$A:$BT,MATCH(\"cb_\"&$G6,データシート1!$A$1:$BT$1,0),0)","v":{"v":800.4300000000001,"d":"800"}},{"$nulls":6},"太陽光発電（合計）","太陽光発電",null,null,{"$f":"SUM(AC7:AC8)","v":{"v":77789,"d":"77,789"}},{"$f":"SUM(AD7:AD8)","v":{"v":106338.54299999999,"d":"106,339"}},{"$f":"$AD6*3600/100000000","v":{"v":3.8281875479999994,"d":"4"}}]
[{"$nulls":6},"太陽光発電（10kW以上）",null,null,{"$f":"VLOOKUP(年度マスタ!$K$4&\"_\"&J$5,データシート1!$A:$BT,MATCH(\"cb_\"&$G7,データシート1!$A$1:$BT$1,0),0)","v":{"v":1429.88,"d":"1,430"}},{"$f":"VLOOKUP(年度マスタ!$K$4&\"_\"&K$5,データシート1!$A:$BT,MATCH(\"cb_\"&$G7,データシート1!$A$1:$BT$1,0),0)","v":{"v":1477.78,"d":"1,478"}},{"$f":"VLOOKUP(年度マスタ!$K$4&\"_\"&L$5,データシート1!$A:$BT,MATCH(\"cb_\"&$G7,データシート1!$A$1:$BT$1,0),0)","v":{"v":1477.78,"d":"1,478"}},{"$f":"VLOOKUP(年度マスタ!$K$4&\"_\"&M$5,データシート1!$A:$BT,MATCH(\"cb_\"&$G7,データシート1!$A$1:$BT$1,0),0)","v":{"v":1478.28,"d":"1,478"}},{"$f":"VLOOKUP(年度マスタ!$K$4&\"_\"&N$5,データシート1!$A:$BT,MATCH(\"cb_\"&$G7,データシート1!$A$1:$BT$1,0),0)","v":{"v":1550.88,"d":"1,551"}},{"$f":"VLOOKUP(年度マスタ!$K$4&\"_\"&O$5,データシート1!$A:$BT,MATCH(\"cb_\"&$G7,データシート1!$A$1:$BT$1,0),0)","v":{"v":1550.88,"d":"1,551"}},{"$f":"VLOOKUP(年度マスタ!$K$4&\"_\"&P$5,データシート1!$A:$BT,MATCH(\"cb_\"&$G7,データシート1!$A$1:$BT$1,0),0)","v":{"v":1600.78,"d":"1,601"}},{"$f":"VLOOKUP(年度マスタ!$K$4&\"_\"&Q$5,データシート1!$A:$BT,MATCH(\"cb_\"&$G7,データシート1!$A$1:$BT$1,0),0)","v":{"v":1600.7800000000002,"d":"1,601"}},{"$f":"VLOOKUP(年度マスタ!$K$4&\"_\"&R$5,データシート1!$A:$BT,MATCH(\"cb_\"&$G7,データシート1!$A$1:$BT$1,0),0)","v":{"v":1617.2800000000002,"d":"1,617"}},{"$nulls":6},"太陽光（建物系）"," 建物系",null,null,{"$f":"VLOOKUP(年度マスタ!$K$4&\"_\"&年度マスタ!$K$9,データシート3!A:AB,MATCH(\"ea_\"&$Y7&\"_設備\",データシート3!$A$1:$AB$1,0),0)","v":{"v":39535,"d":"39,535"}},{"$f":"VLOOKUP(年度マスタ!$K$4&\"_\"&年度マスタ!$K$9,データシート3!A:AB,MATCH(\"ea_\"&$Y7&\"_年間発電\",データシート3!$A$1:$AB$1,0),0)/10^3","v":{"v":54179.66199999999,"d":"54,180"}},{"$f":"$AD7*3600/100000000","v":{"v":1.9504678319999995,"d":"2"}}]
[{"$nulls":6},"風力発電",null,null,{"$f":"VLOOKUP(年度マスタ!$K$4&\"_\"&J$5,データシート1!$A:$BT,MATCH(\"cb_\"&$G8,データシート1!$A$1:$BT$1,0),0)","v":0},{"$f":"VLOOKUP(年度マスタ!$K$4&\"_\"&K$5,データシート1!$A:$BT,MATCH(\"cb_\"&$G8,データシート1!$A$1:$BT$1,0),0)","v":0},{"$f":"VLOOKUP(年度マスタ!$K$4&\"_\"&L$5,データシート1!$A:$BT,MATCH(\"cb_\"&$G8,データシート1!$A$1:$BT$1,0),0)","v":0},{"$f":"VLOOKUP(年度マスタ!$K$4&\"_\"&M$5,データシート1!$A:$BT,MATCH(\"cb_\"&$G8,データシート1!$A$1:$BT$1,0),0)","v":0},{"$f":"VLOOKUP(年度マスタ!$K$4&\"_\"&N$5,データシート1!$A:$BT,MATCH(\"cb_\"&$G8,データシート1!$A$1:$BT$1,0),0)","v":0},{"$f":"VLOOKUP(年度マスタ!$K$4&\"_\"&O$5,データシート1!$A:$BT,MATCH(\"cb_\"&$G8,データシート1!$A$1:$BT$1,0),0)","v":0},{"$f":"VLOOKUP(年度マスタ!$K$4&\"_\"&P$5,データシート1!$A:$BT,MATCH(\"cb_\"&$G8,データシート1!$A$1:$BT$1,0),0)","v":0},{"$f":"VLOOKUP(年度マスタ!$K$4&\"_\"&Q$5,データシート1!$A:$BT,MATCH(\"cb_\"&$G8,データシート1!$A$1:$BT$1,0),0)","v":0},{"$f":"VLOOKUP(年度マスタ!$K$4&\"_\"&R$5,データシート1!$A:$BT,MATCH(\"cb_\"&$G8,データシート1!$A$1:$BT$1,0),0)","v":0},{"$nulls":6},"太陽光（土地系）"," 土地系",null,null,{"$f":"VLOOKUP(年度マスタ!$K$4&\"_\"&年度マスタ!$K$9,データシート3!A:AB,MATCH(\"ea_\"&$Y8&\"_設備\",データシート3!$A$1:$AB$1,0),0)","v":{"v":38254,"d":"38,254"}},{"$f":"VLOOKUP(年度マスタ!$K$4&\"_\"&年度マスタ!$K$9,データシート3!A:AB,MATCH(\"ea_\"&$Y8&\"_年間発電\",データシート3!$A$1:$AB$1,0),0)/10^3","v":{"v":52158.881,"d":"52,159"}},{"v":1.8777197159999999,"d":"2"}]
[{"$nulls":6},"水力発電",null,null,{"$f":"VLOOKUP(年度マスタ!$K$4&\"_\"&J$5,データシート1!$A:$BT,MATCH(\"cb_\"&$G9,データシート1!$A$1:$BT$1,0),0)","v":0},{"$f":"VLOOKUP(年度マスタ!$K$4&\"_\"&K$5,データシート1!$A:$BT,MATCH(\"cb_\"&$G9,データシート1!$A$1:$BT$1,0),0)","v":0},{"$f":"VLOOKUP(年度マスタ!$K$4&\"_\"&L$5,データシート1!$A:$BT,MATCH(\"cb_\"&$G9,データシート1!$A$1:$BT$1,0),0)","v":0},{"$f":"VLOOKUP(年度マスタ!$K$4&\"_\"&M$5,データシート1!$A:$BT,MATCH(\"cb_\"&$G9,データシート1!$A$1:$BT$1,0),0)","v":0},{"$f":"VLOOKUP(年度マスタ!$K$4&\"_\"&N$5,データシート1!$A:$BT,MATCH(\"cb_\"&$G9,データシート1!$A$1:$BT$1,0),0)","v":0},{"$f":"VLOOKUP(年度マスタ!$K$4&\"_\"&O$5,データシート1!$A:$BT,MATCH(\"cb_\"&$G9,データシート1!$A$1:$BT$1,0),0)","v":0},{"$f":"VLOOKUP(年度マスタ!$K$4&\"_\"&P$5,データシート1!$A:$BT,MATCH(\"cb_\"&$G9,データシート1!$A$1:$BT$1,0),0)","v":0},{"$f":"VLOOKUP(年度マスタ!$K$4&\"_\"&Q$5,データシート1!$A:$BT,MATCH(\"cb_\"&$G9,データシート1!$A$1:$BT$1,0),0)","v":0},{"$f":"VLOOKUP(年度マスタ!$K$4&\"_\"&R$5,データシート1!$A:$BT,MATCH(\"cb_\"&$G9,データシート1!$A$1:$BT$1,0),0)","v":0},{"$nulls":6},"風力（陸上）","風力発電",null,null,{"$f":"VLOOKUP(年度マスタ!$K$4&\"_\"&年度マスタ!$K$9,データシート3!A:AB,MATCH(\"ea_\"&$Y9&\"_設備\",データシート3!$A$1:$AB$1,0),0)","v":{"v":29700,"d":"29,700"}},{"$f":"VLOOKUP(年度マスタ!$K$4&\"_\"&年度マスタ!$K$9,データシート3!A:AB,MATCH(\"ea_\"&$Y9&\"_年間発電\",データシート3!$A$1:$AB$1,0),0)/10^3","v":{"v":65205.771,"d":"65,206"}},{"v":2.347407756,"d":"2"}]
[{"$nulls":6},"地熱発電",null,null,{"$f":"VLOOKUP(年度マスタ!$K$4&\"_\"&J$5,データシート1!$A:$BT,MATCH(\"cb_\"&$G10,データシート1!$A$1:$BT$1,0),0)","v":0},{"$f":"VLOOKUP(年度マスタ!$K$4&\"_\"&K$5,データシート1!$A:$BT,MATCH(\"cb_\"&$G10,データシート1!$A$1:$BT$1,0),0)","v":0},{"$f":"VLOOKUP(年度マスタ!$K$4&\"_\"&L$5,データシート1!$A:$BT,MATCH(\"cb_\"&$G10,データシート1!$A$1:$BT$1,0),0)","v":0},{"$f":"VLOOKUP(年度マスタ!$K$4&\"_\"&M$5,データシート1!$A:$BT,MATCH(\"cb_\"&$G10,データシート1!$A$1:$BT$1,0),0)","v":0},{"$f":"VLOOKUP(年度マスタ!$K$4&\"_\"&N$5,データシート1!$A:$BT,MATCH(\"cb_\"&$G10,データシート1!$A$1:$BT$1,0),0)","v":0},{"$f":"VLOOKUP(年度マスタ!$K$4&\"_\"&O$5,データシート1!$A:$BT,MATCH(\"cb_\"&$G10,データシート1!$A$1:$BT$1,0),0)","v":0},{"$f":"VLOOKUP(年度マスタ!$K$4&\"_\"&P$5,データシート1!$A:$BT,MATCH(\"cb_\"&$G10,データシート1!$A$1:$BT$1,0),0)","v":0},{"$f":"VLOOKUP(年度マスタ!$K$4&\"_\"&Q$5,データシート1!$A:$BT,MATCH(\"cb_\"&$G10,データシート1!$A$1:$BT$1,0),0)","v":0},{"$f":"VLOOKUP(年度マスタ!$K$4&\"_\"&R$5,データシート1!$A:$BT,MATCH(\"cb_\"&$G10,データシート1!$A$1:$BT$1,0),0)","v":0},{"$nulls":6},"中小水力発電（合計）","中小水力発電",null,null,{"$f":"SUM(AC11:AC12)","v":{"v":3649,"d":"3,649"}},{"$f":"SUM(AD11:AD12)","v":{"v":20433.898000000005,"d":"20,434"}},{"v":0.7356203280000001,"d":"1"}]
[{"$nulls":6},"バイオマス発電",null,"※2",{"$f":"VLOOKUP(年度マスタ!$K$4&\"_\"&J$5,データシート1!$A:$BT,MATCH(\"cb_\"&$G11,データシート1!$A$1:$BT$1,0),0)","v":0},{"$f":"VLOOKUP(年度マスタ!$K$4&\"_\"&K$5,データシート1!$A:$BT,MATCH(\"cb_\"&$G11,データシート1!$A$1:$BT$1,0),0)","v":0},{"$f":"VLOOKUP(年度マスタ!$K$4&\"_\"&L$5,データシート1!$A:$BT,MATCH(\"cb_\"&$G11,データシート1!$A$1:$BT$1,0),0)","v":0},{"$f":"VLOOKUP(年度マスタ!$K$4&\"_\"&M$5,データシート1!$A:$BT,MATCH(\"cb_\"&$G11,データシート1!$A$1:$BT$1,0),0)","v":0},{"$f":"VLOOKUP(年度マスタ!$K$4&\"_\"&N$5,データシート1!$A:$BT,MATCH(\"cb_\"&$G11,データシート1!$A$1:$BT$1,0),0)","v":0},{"$f":"VLOOKUP(年度マスタ!$K$4&\"_\"&O$5,データシート1!$A:$BT,MATCH(\"cb_\"&$G11,データシート1!$A$1:$BT$1,0),0)","v":0},{"$f":"VLOOKUP(年度マスタ!$K$4&\"_\"&P$5,データシート1!$A:$BT,MATCH(\"cb_\"&$G11,データシート1!$A$1:$BT$1,0),0)","v":0},{"$f":"VLOOKUP(年度マスタ!$K$4&\"_\"&Q$5,データシート1!$A:$BT,MATCH(\"cb_\"&$G11,データシート1!$A$1:$BT$1,0),0)","v":0},{"$f":"VLOOKUP(年度マスタ!$K$4&\"_\"&R$5,データシート1!$A:$BT,MATCH(\"cb_\"&$G11,データシート1!$A$1:$BT$1,0),0)","v":0},{"$nulls":6},"中小水（河川）"," 河川",null,null,{"$f":"VLOOKUP(年度マスタ!$K$4&\"_\"&年度マスタ!$K$9,データシート3!A:AB,MATCH(\"ea_\"&$Y11&\"_設備\",データシート3!$A$1:$AB$1,0),0)","v":{"v":3649,"d":"3,649"}},{"$f":"VLOOKUP(年度マスタ!$K$4&\"_\"&年度マスタ!$K$9,データシート3!A:AB,MATCH(\"ea_\"&$Y11&\"_年間発電\",データシート3!$A$1:$AB$1,0),0)/10^3","v":{"v":20433.898000000005,"d":"20,434"}},{"v":0.7356203280000001,"d":"1"}]
[{"$nulls":6},"再生可能エネルギー合計",null,null,{"$f":"SUM(J6:J11)","v":{"v":1967.43,"d":"1,967"}},{"$f":"SUM(K6:K11)","v":{"v":2038.23,"d":"2,038"}},{"v":2056.23,"d":"2,056"},{"v":2098.0299999999997,"d":"2,098"},{"v":2233.83,"d":"2,234"},{"v":2267.73,"d":"2,268"},{"v":2349.93,"d":"2,350"},{"v":2375.51,"d":"2,376"},{"$f":"SUM(R6:R11)","v":{"v":2417.71,"d":"2,418"}},{"$nulls":6},"中小水（農業用水路）"," 農業用水路",null,null,{"$f":"VLOOKUP(年度マスタ!$K$4&\"_\"&年度マスタ!$K$9,データシート3!A:AB,MATCH(\"ea_\"&$Y12&\"_設備\",データシート3!$A$1:$AB$1,0),0)","v":0},{"$f":"VLOOKUP(年度マスタ!$K$4&\"_\"&年度マスタ!$K$9,データシート3!A:AB,MATCH(\"ea_\"&$Y12&\"_年間発電\",データシート3!$A$1:$AB$1,0),0)/10^3","v":0},0]
[{"$nulls":24},"地熱発電（合計）","地熱発電",null,null,{"$f":"SUM(AC14:AC16)","v":0},{"$f":"SUM(AD14:AD16)","v":0},0,{"$f":"AF15","v":0}]
[{"$nulls":24},"地熱（蒸気フラッシュ発電）"," 蒸気フラッシュ発電",null,null,{"$f":"VLOOKUP(年度マスタ!$K$4&\"_\"&年度マスタ!$K$9,データシート3!A:AB,MATCH(\"ea_\"&$Y14&\"_設備\",データシート3!$A$1:$AB$1,0),0)","v":0},{"$f":"VLOOKUP(年度マスタ!$K$4&\"_\"&年度マスタ!$K$9,データシート3!A:AB,MATCH(\"ea_\"&$Y14&\"_年間発電\",データシート3!$A$1:$AB$1,0),0)/10^3","v":0},0]
[{"$nulls":24},"地熱（バイナリー発電）"," バイナリー発電",null,null,{"$f":"VLOOKUP(年度マスタ!$K$4&\"_\"&年度マスタ!$K$9,データシート3!A:AB,MATCH(\"ea_\"&$Y15&\"_設備\",データシート3!$A$1:$AB$1,0),0)","v":0},{"$f":"VLOOKUP(年度マスタ!$K$4&\"_\"&年度マスタ!$K$9,データシート3!A:AB,MATCH(\"ea_\"&$Y15&\"_年間発電\",データシート3!$A$1:$AB$1,0),0)/10^3","v":0},0]
[{"$nulls":17},"［MWh/年］",{"$nulls":6},"地熱（低温バイナリー発電）"," 低温バイナリー発電",null,null,{"$f":"VLOOKUP(年度マスタ!$K$4&\"_\"&年度マスタ!$K$9,データシート3!A:AB,MATCH(\"ea_\"&$Y16&\"_設備\",データシート3!$A$1:$AB$1,0),0)","v":0},{"$f":"VLOOKUP(年度マスタ!$K$4&\"_\"&年度マスタ!$K$9,データシート3!A:AB,MATCH(\"ea_\"&$Y16&\"_年間発電\",データシート3!$A$1:$AB$1,0),0)/10^3","v":0},0]
[{"$nulls":9},"区域の再生可能エネルギーによる発電電力量※3",{"$nulls":11},"6）導入ポテンシャル（発電電力量・利用可能熱量）",null,null,"太陽熱","太陽熱",null,null,"－","－",{"$f":"VLOOKUP(年度マスタ!$K$4&\"_\"&年度マスタ!$K$9,データシート3!A:AB,MATCH(\"ea_\"&$Y17&\"_設備\",データシート3!$A$1:$AB$1,0),0)/10^8","v":{"v":0.50786177,"d":"1"}}]
[{"$nulls":9},"平成27年度","平成28年度","平成29年度","平成30年度","令和元年度","令和2年度","令和3年度","令和4年度","令和5年度",{"$nulls":6},"地中熱","地中熱",null,null,"－","－",{"$f":"VLOOKUP(年度マスタ!$K$4&\"_\"&年度マスタ!$K$9,データシート3!A:AB,MATCH(\"ea_\"&$Y18&\"_設備\",データシート3!$A$1:$AB$1,0),0)/10^8","v":{"v":2.77138713,"d":"3"}}]
[null,null,"2）区域の再生可能エネルギーによる発電電力量",{"$nulls":3},"太陽光発電（10kW未満）",null,null,{"$f":"J6*別紙!$C5/100*別紙!$E5/10^3","v":{"v":645.1245059999999,"d":"645"}},{"$f":"K6*別紙!$C5/100*別紙!$E5/10^3","v":{"v":672.607254,"d":"673"}},{"$f":"L6*別紙!$C5/100*別紙!$E5/10^3","v":{"v":694.2094140000002,"d":"694"}},{"$f":"M6*別紙!$C5/100*別紙!$E5/10^3","v":{"v":743.7743699999999,"d":"744"}},{"$f":"N6*別紙!$C5/100*別紙!$E5/10^3","v":{"v":819.6219540000002,"d":"820"}},{"$f":"O6*別紙!$C5/100*別紙!$E5/10^3","v":{"v":860.3060219999998,"d":"860"}},{"$f":"P6*別紙!$C5/100*別紙!$E5/10^3","v":{"v":899.0698980000001,"d":"899"}},{"$f":"Q6*別紙!$C5/100*別紙!$E5/10^3","v":{"v":929.7689676,"d":"930"}},{"$f":"R6*別紙!$C5/100*別紙!$E5/10^3","v":{"v":960.6120515999999,"d":"961"}},{"$nulls":7},"再生可能エネルギー合計",null,null,{"$f":"SUM($AC$6,$AC$9,$AC$10,$AC$13)","v":{"v":111138,"d":"111,138"}},{"$f":"SUM($AD$6,$AD$9,$AD$10,$AD$13)","v":{"v":191978.212,"d":"191,978"}},{"$f":"SUM($AE$6,$AE$9,$AE$10,$AE$13,$AE$17,$AE$18)","v":{"v":10.190464532,"d":"10"}}]
[null,null,"（令和5年度）",{"$nulls":3},"太陽光発電（10kW以上）",null,null,{"$f":"J7*別紙!$C6/100*別紙!$E6/10^3","v":{"v":1891.3880688000002,"d":"1,891"}},{"$f":"K7*別紙!$C6/100*別紙!$E6/10^3","v":{"v":1954.7482728,"d":"1,955"}},{"$f":"L7*別紙!$C6/100*別紙!$E6/10^3","v":{"v":1954.7482728,"d":"1,955"}},{"$f":"M7*別紙!$C6/100*別紙!$E6/10^3","v":{"v":1955.4096527999998,"d":"1,955"}},{"$f":"N7*別紙!$C6/100*別紙!$E6/10^3","v":{"v":2051.4420288,"d":"2,051"}},{"$f":"O7*別紙!$C6/100*別紙!$E6/10^3","v":{"v":2051.4420288,"d":"2,051"}},{"$f":"P7*別紙!$C6/100*別紙!$E6/10^3","v":{"v":2117.4477527999998,"d":"2,117"}},{"$f":"Q7*別紙!$C6/100*別紙!$E6/10^3","v":{"v":2117.4477528,"d":"2,117"}},{"$f":"R7*別紙!$C6/100*別紙!$E6/10^3","v":{"v":2139.2732928000005,"d":"2,139"}}]
[{"$nulls":6},"風力発電",null,null,{"$f":"J8*別紙!$C7/100*別紙!$E7/10^3","v":0},{"$f":"K8*別紙!$C7/100*別紙!$E7/10^3","v":0},{"$f":"L8*別紙!$C7/100*別紙!$E7/10^3","v":0},{"$f":"M8*別紙!$C7/100*別紙!$E7/10^3","v":0},{"$f":"N8*別紙!$C7/100*別紙!$E7/10^3","v":0},{"$f":"O8*別紙!$C7/100*別紙!$E7/10^3","v":0},{"$f":"P8*別紙!$C7/100*別紙!$E7/10^3","v":0},{"$f":"Q8*別紙!$C7/100*別紙!$E7/10^3","v":0},{"$f":"R8*別紙!$C7/100*別紙!$E7/10^3","v":0}]
[{"$nulls":6},"水力発電",null,null,{"$f":"J9*別紙!$C8/100*別紙!$E8/10^3","v":0},{"$f":"K9*別紙!$C8/100*別紙!$E8/10^3","v":0},{"$f":"L9*別紙!$C8/100*別紙!$E8/10^3","v":0},{"$f":"M9*別紙!$C8/100*別紙!$E8/10^3","v":0},{"$f":"N9*別紙!$C8/100*別紙!$E8/10^3","v":0},{"$f":"O9*別紙!$C8/100*別紙!$E8/10^3","v":0},{"$f":"P9*別紙!$C8/100*別紙!$E8/10^3","v":0},{"$f":"Q9*別紙!$C8/100*別紙!$E8/10^3","v":0},{"$f":"R9*別紙!$C8/100*別紙!$E8/10^3","v":0},{"$nulls":7},"参考）再エネ導入ポテンシャルと再エネ導入量の集計対象の整理※8"]
[{"$nulls":6},"地熱発電",null,null,{"$f":"J10*別紙!$C9/100*別紙!$E9/10^3","v":0},{"$f":"K10*別紙!$C9/100*別紙!$E9/10^3","v":0},{"$f":"L10*別紙!$C9/100*別紙!$E9/10^3","v":0},{"$f":"M10*別紙!$C9/100*別紙!$E9/10^3","v":0},{"$f":"N10*別紙!$C9/100*別紙!$E9/10^3","v":0},{"$f":"O10*別紙!$C9/100*別紙!$E9/10^3","v":0},{"$f":"P10*別紙!$C9/100*別紙!$E9/10^3","v":0},{"$f":"Q10*別紙!$C9/100*別紙!$E9/10^3","v":0},{"$f":"R10*別紙!$C9/100*別紙!$E9/10^3","v":0},{"$nulls":8},"再エネ導入ポテンシャル",null,null,"再エネ導入量"]
[{"$nulls":6},"バイオマス発電",null,"※2",{"$f":"J11*別紙!$C10/100*別紙!$E10/10^3","v":0},{"$f":"K11*別紙!$C10/100*別紙!$E10/10^3","v":0},{"$f":"L11*別紙!$C10/100*別紙!$E10/10^3","v":0},{"$f":"M11*別紙!$C10/100*別紙!$E10/10^3","v":0},{"$f":"N11*別紙!$C10/100*別紙!$E10/10^3","v":0},{"$f":"O11*別紙!$C10/100*別紙!$E10/10^3","v":0},{"$f":"P11*別紙!$C10/100*別紙!$E10/10^3","v":0},{"$f":"Q11*別紙!$C10/100*別紙!$E10/10^3","v":0},{"$f":"R11*別紙!$C10/100*別紙!$E10/10^3","v":0},{"$nulls":7},"データ出所","REPOS（ポテンシャル情報）",null,null,"再エネ特措法　情報公表用ウェブサイト\n（全国・都道府県はA表、市町村はB表）"]
[{"$nulls":6},"再生可能エネルギー合計",null,null,{"$f":"SUM(J19:J24)","v":{"v":2536.5125748,"d":"2,537"}},{"v":2627.3555268,"d":"2,627"},{"v":2648.9576868000004,"d":"2,649"},{"v":2699.1840227999996,"d":"2,699"},{"v":2871.0639828000003,"d":"2,871"},{"v":2911.7480508,"d":"2,912"},{"v":3016.5176508,"d":"3,017"},{"v":3047.2167204,"d":"3,047"},{"$f":"SUM(R19:R24)","v":{"v":3099.8853444000006,"d":"3,100"}}]
[{"$nulls":6},"区域の電気使用量　※4",null,null,{"$f":"(VLOOKUP(年度マスタ!$K$4&\"_\"&J$18,データシート1!$A:$BT,MATCH(\"da_合計\",データシート1!$A$1:$BT$1,0),0))/10^3","v":{"v":31134.42229658147,"d":"31,134"}},{"$f":"(VLOOKUP(年度マスタ!$K$4&\"_\"&K$18,データシート1!$A:$BT,MATCH(\"da_合計\",データシート1!$A$1:$BT$1,0),0))/10^3","v":{"v":29053.737520752464,"d":"29,054"}},{"$f":"(VLOOKUP(年度マスタ!$K$4&\"_\"&L$18,データシート1!$A:$BT,MATCH(\"da_合計\",データシート1!$A$1:$BT$1,0),0))/10^3","v":{"v":30146.563060706052,"d":"30,147"}},{"$f":"(VLOOKUP(年度マスタ!$K$4&\"_\"&M$18,データシート1!$A:$BT,MATCH(\"da_合計\",データシート1!$A$1:$BT$1,0),0))/10^3","v":{"v":26728.624638243033,"d":"26,729"}},{"$f":"(VLOOKUP(年度マスタ!$K$4&\"_\"&N$18,データシート1!$A:$BT,MATCH(\"da_合計\",データシート1!$A$1:$BT$1,0),0))/10^3","v":{"v":24808.85586216416,"d":"24,809"}},{"$f":"(VLOOKUP(年度マスタ!$K$4&\"_\"&O$18,データシート1!$A:$BT,MATCH(\"da_合計\",データシート1!$A$1:$BT$1,0),0))/10^3","v":{"v":27662.234314919813,"d":"27,662"}},{"$f":"(VLOOKUP(年度マスタ!$K$4&\"_\"&P$18,データシート1!$A:$BT,MATCH(\"da_合計\",データシート1!$A$1:$BT$1,0),0))/10^3","v":{"v":25549.541967913534,"d":"25,550"}},{"$f":"(VLOOKUP(年度マスタ!$K$4&\"_\"&Q$18,データシート1!$A:$BT,MATCH(\"da_合計\",データシート1!$A$1:$BT$1,0),0))/10^3","v":{"v":25766.799785639058,"d":"25,767"}},{"$f":"Q26","v":{"v":25766.799785639058,"d":"25,767"}},{"$nulls":7},"太陽光発電","太陽光発電（建物系・土地系）",null,null,"太陽光発電（10kW未満・10kW以上）"]
[{"$nulls":6},"対電気使用量FIT・FIP導入比※5",null,null,{"$f":"J25/J26","v":{"v":0.08146971704300762,"d":"8.1%"}},{"$f":"K25/K26","v":{"v":0.09043089636654617,"d":"9.0%"}},{"v":0.0878693097274738,"d":"8.8%"},{"v":0.10098477042241956,"d":"10.1%"},{"v":0.11572738375164826,"d":"11.6%"},{"v":0.10526076880310167,"d":"10.5%"},{"v":0.118065429689045,"d":"11.8%"},{"$f":"Q25/Q26","v":{"v":0.11826135747359456,"d":"11.8%"}},{"$f":"R25/R26","v":{"v":0.12030540735321348,"d":"12.0%"}},{"$nulls":7},"風力発電","風力発電（陸上）",null,null,"風力発電（20kW未満・20kW以上のうち洋上風力を除く）"]
[]
[{"$nulls":25},"水力発電","中小水力発電(河川・農業用水路)",null,null,"水力発電"]
[{"$nulls":25},"地熱発電","蒸気フラッシュ発電・バイナリー発電・低温バイナリー発電",null,null,"地熱発電"]
[]
[]
[]
[null,null,"3）区域の再生可能エネルギーの導入設備容量の推移（累積）",{"$nulls":7},"4） 区域の太陽光発電（10kW未満※6）設備の導入件数の推移（累積）",{"$nulls":9},"3　区域のエネルギー消費量及び再生可能エネルギー導入ポテンシャル・導入量の比較（電気）"]
[{"$nulls":21},"7）区域内のエネルギー消費量に対する再エネ導入ポテンシャル（電気）",{"$nulls":5},"8）区域内の再エネ導入ポテンシャルと再エネ導入量（電気）"]
{"$rows_empty":14}
[{"$nulls":21},"区域のエネルギー消費量と再エネ導入ポテンシャル（電気）",{"$nulls":6},"再エネ導入ポテンシャル［MWh/年］","再エネ導入量［MWh/年］","再エネポテンシャルに占める導入割合",{"$nulls":3},"グラフ作成用"]
[{"$nulls":21},"対電気使用量FIT・FIP導入比（再エネ自給率）",{"$nulls":3},{"$f":"R27","v":{"v":0.12030540735321348,"d":"12.0%"}},{"$nulls":8},"区域の太陽光発電（10kW未満）設備の導入件数累積の経年変化"]
[{"$nulls":21},"対電気使用量再エネ導入ポテンシャル比　　※9",{"$nulls":3},{"$f":"AD19/R26","v":{"v":7.450603629364858,"d":"745.1%"}},null,"太陽光発電",{"$f":"$AD6","v":{"v":106338.54299999999,"d":"106,339"}},{"$f":"R19+R20","v":{"v":3099.8853444000006,"d":"3,100"}},{"$f":"IFERROR(AD52/AC52,\"-\")","v":{"v":0.029151098528780867,"d":"2.9%"}}]
[{"$nulls":21},"再エネ",{"$f":"IF($AD$19<$Q$26,\"不足量\",\"余剰量\")&\"[MWh/年]\"","v":"余剰量[MWh/年]"},"※10",{"$f":"IF($AD$19<$R$26,(-1)*($AD$19-$R$26),$AD$19-$R$26)","v":{"v":166211.41221436096,"d":"166,211 "}},null,null,"風力発電",{"$f":"$AD9","v":{"v":65205.771,"d":"65,206"}},{"$f":"R21","v":0},{"v":0,"d":"0.0%"},{"$nulls":4},"平成27年度","平成28年度","平成29年度","平成30年度","令和元年度","令和2年度","令和3年度","令和4年度","令和5年度"]
[{"$nulls":27},"水力発電",{"$f":"$AD10","v":{"v":20433.898000000005,"d":"20,434"}},{"$f":"R22","v":0},{"v":0,"d":"0.0%"},{"$nulls":3},"導入件数",{"$f":"VLOOKUP(年度マスタ!$K$4&\"_\"&AJ$53,データシート1!$A$1:$BT$2000,MATCH(\"ca_太陽光発電（10kW未満）\",データシート1!$A$1:$BT$1,0),0)","v":119},{"$f":"VLOOKUP(年度マスタ!$K$4&\"_\"&AK$53,データシート1!$A$1:$BT$2000,MATCH(\"ca_太陽光発電（10kW未満）\",データシート1!$A$1:$BT$1,0),0)","v":122},{"$f":"VLOOKUP(年度マスタ!$K$4&\"_\"&AL$53,データシート1!$A$1:$BT$2000,MATCH(\"ca_太陽光発電（10kW未満）\",データシート1!$A$1:$BT$1,0),0)","v":125},{"$f":"VLOOKUP(年度マスタ!$K$4&\"_\"&AM$53,データシート1!$A$1:$BT$2000,MATCH(\"ca_太陽光発電（10kW未満）\",データシート1!$A$1:$BT$1,0),0)","v":133},{"$f":"VLOOKUP(年度マスタ!$K$4&\"_\"&AN$53,データシート1!$A$1:$BT$2000,MATCH(\"ca_太陽光発電（10kW未満）\",データシート1!$A$1:$BT$1,0),0)","v":144},{"$f":"VLOOKUP(年度マスタ!$K$4&\"_\"&AO$53,データシート1!$A$1:$BT$2000,MATCH(\"ca_太陽光発電（10kW未満）\",データシート1!$A$1:$BT$1,0),0)","v":150},{"$f":"VLOOKUP(年度マスタ!$K$4&\"_\"&AP$53,データシート1!$A$1:$BT$2000,MATCH(\"ca_太陽光発電（10kW未満）\",データシート1!$A$1:$BT$1,0),0)","v":154},{"$f":"VLOOKUP(年度マスタ!$K$4&\"_\"&AQ$53,データシート1!$A$1:$BT$2000,MATCH(\"ca_太陽光発電（10kW未満）\",データシート1!$A$1:$BT$1,0),0)","v":159},{"$f":"VLOOKUP(年度マスタ!$K$4&\"_\"&AR$53,データシート1!$A$1:$BT$2000,MATCH(\"ca_太陽光発電（10kW未満）\",データシート1!$A$1:$BT$1,0),0)","v":163}]
[{"$nulls":27},"地熱発電",{"$f":"$AD13","v":0},{"$f":"R23","v":0},{"$f":"IFERROR(AD55/AC55,\"-\")","v":"-"}]

{"sheet":"排出量比較シート","index":5,"n_rows":74,"n_cols":123,"rows_kept":74,"merged":[[17,89,17,98],[17,100,17,107],[17,109,17,115],[17,117,17,122]]}
[null,"自治体排出量カルテ　他の地方公共団体との比較（部門・分野別排出量）",{"$nulls":43},{"$f":"AY12","v":"越知町"}]
[null,{"$f":"\"1　部門・分野別排出量の比較（標準的手法）（\" & $BC$14 & \"（\" & $BC$15 & \"年度））\"","v":"1　部門・分野別排出量の比較（標準的手法）（令和3年度（2021年度））"},{"$nulls":26},{"$f":"\"2　区域の排出量に占める特定事業所排出量比率の比較（\"&BC14&\"（\"&BC15&\"年度））\"","v":"2　区域の排出量に占める特定事業所排出量比率の比較（令和3年度（2021年度））"}]
[null,"1）部門・分野別CO2排出量の比較",{"$nulls":12},"2）部門・分野別CO2排出量構成比の比較",{"$nulls":13},"3）産業部門",{"$nulls":8},"4）業務その他部門"]
{"$rows_empty":7}
[{"$nulls":49},"年度マスタ",{"$nulls":4},"データ（排出量）",{"$nulls":45},"データ（特定事業所排出量）",{"$nulls":8},"データ（特定事業所件数）"]
[{"$nulls":49},{"$f":"年度マスタ!$I4","v":"高知県"},{"$f":"年度マスタ!$J4","v":"越知町"},{"$f":"年度マスタ!$K4","v":"39403"},null,null,"aa",{"$nulls":45},"ba",{"$nulls":8},"bb"]
[{"$nulls":49},{"$f":"年度マスタ!$I5","v":"A.現況推計データ"},{"$f":"年度マスタ!$J5","v":2022},{"$f":"年度マスタ!$K5","v":"令和4年度"},null,null,"A.現況推計データ",{"$nulls":45},"B.SHKデータ",{"$nulls":8},"B.SHKデータ"]
[{"$nulls":49},{"$f":"年度マスタ!$I6","v":"B.SHKデータ"},{"$f":"年度マスタ!$J6","v":2021},{"$f":"年度マスタ!$K6","v":"令和3年度"},null,null,{"$f":"AZ14","v":"令和3年度"},"←SHKデータと同じ年度を利用",{"$nulls":44},{"$f":"VLOOKUP(CW13,$AX$12:$AZ$16,3,0)","v":"令和3年度"},{"$nulls":8},{"$f":"VLOOKUP(DF13,$AX$12:$AZ$16,3,0)","v":"令和3年度"}]
[{"$nulls":49},{"$f":"年度マスタ!$I7","v":"C.FITデータ"},{"$f":"年度マスタ!$J7","v":2023},{"$f":"年度マスタ!$K7","v":"令和5年度"},null,null,{"$f":"AY14","v":2021},{"$nulls":45},{"$f":"VLOOKUP(CW13,$AX$12:$AZ$16,2,0)","v":2021},{"$nulls":8},{"$f":"VLOOKUP(DF13,$AX$12:$AZ$16,2,0)","v":2021}]
[{"$nulls":49},{"$f":"年度マスタ!$I8","v":"D.区域電力使用量データ"},{"$f":"年度マスタ!$J8","v":2022},{"$f":"年度マスタ!$K8","v":"令和4年度"},{"$nulls":36},"３)産業部門"]
[{"$nulls":53},"１）部門・分野別の温室効果ガス（CO2）排出量の比較",{"$nulls":15},"千t-CO2",null,"２）部門・分野別の温室効果ガス（CO2）構成比の比較",{"$nulls":16},"４)業務その他部門",{"$nulls":11},"５)特定事業所排出量の比較",{"$nulls":8},"６)特定事業所数の比較",{"$nulls":7},"７)特定事業所排出量の部門別構成比の比較"]
[{"$nulls":56},"産業部門",{"$nulls":3},"業務その他部門","家庭部門","運輸部門",{"$nulls":5},"廃棄物分野（一般廃棄物）",{"$nulls":4},"産業部門",{"$nulls":3},"業務その他部門","家庭部門","運輸部門",{"$nulls":5},"廃棄物分野（一般廃棄物）",{"$nulls":3},"標準的手法に基づく排出量（単位：千t-CO2)",{"$nulls":10},"特定事業所排出量（産業別）（単位：千t-CO2)",{"$nulls":8},"特定事業所数（産業別）（単位：箇所)",{"$nulls":7},"特定事業所排出量の部門別構成比"]
[{"$nulls":57},"製造業","建設業・鉱業","農林水産業",{"$nulls":3},"自動車",null,null,"鉄道","船舶",{"$nulls":6},"製造業","建設業・鉱業","農林水産業",{"$nulls":3},"自動車",null,null,"鉄道","船舶",{"$nulls":15},"産業部門","製造業","建設業・鉱業","農林水産業","業務その他部門","エネルギー転換部門","分類不能","　合計",null,"製造業","建設業・鉱業","農林水産業","業務その他部門","エネルギー転換部門","分類不能","　合計",null,"製造業","建設業・鉱業","農林水産業","業務その他部門","エネルギー転換部門","分類不能"]
[{"$nulls":49},"該当コード","該当地域名",{"$nulls":3},"グラフ\n作成用","合計","産業部門","製造業","建設業・鉱業","農林水産業","業務その他部門","家庭部門","運輸部門","自動車","旅客","貨物","鉄道","船舶","廃棄物分野（一般廃棄物）","合計",null,null,"合計","産業部門","製造業","建設業・鉱業","農林水産業","業務その他部門","家庭部門","運輸部門","自動車","旅客","貨物","鉄道","船舶","廃棄物分野（一般廃棄物）","合計",null,"グラフ\n作成用","産業部門","(カバー率)　","製造業","(カバー率)　","建設業・鉱業","(カバー率)　","農林水産業","(カバー率)　","業務その他部門","(カバー率)　",null,"産業部門","製造業","建設業・鉱業","農林水産業","業務その他部門","エネルギー転換部門","分類不能","　合計",null,"製造業","建設業・鉱業","農林水産業","業務その他部門","エネルギー転換部門","分類不能","　合計",null,"製造業","建設業・鉱業","農林水産業","業務その他部門","エネルギー転換部門","分類不能"]
[{"$nulls":49},{"$f":"比較地域マスタ!$Y6","v":"07546"},{"$f":"IF(IFERROR(比較地域マスタ!$Z6,\"\")=0,\"\",IFERROR(比較地域マスタ!$Z6,\"\"))","v":"双葉町"},null,null,{"$f":"AX21","v":"07546"},"双葉町",{"$f":"SUM(BE21,BI21:BK21,BQ21)","v":{"v":12.062728783768113,"d":"12 "}},{"$f":"SUM(BF21:BH21)","v":{"v":0.011981862723679277,"d":"0 "}},{"$f":"VLOOKUP($AX21&\"_\"&$BC$14,データシート1!$A:$BT,MATCH($BC$12&\"_\"&BF$20,データシート1!$A$1:$BT$1,0),0)","v":{"v":0,"d":"0 "}},{"$f":"VLOOKUP($AX21&\"_\"&$BC$14,データシート1!$A:$BT,MATCH($BC$12&\"_\"&BG$20,データシート1!$A$1:$BT$1,0),0)","v":{"v":0.011981862723679277,"d":"0 "}},{"$f":"VLOOKUP($AX21&\"_\"&$BC$14,データシート1!$A:$BT,MATCH($BC$12&\"_\"&BH$20,データシート1!$A$1:$BT$1,0),0)","v":{"v":0,"d":"0 "}},{"$f":"VLOOKUP($AX21&\"_\"&$BC$14,データシート1!$A:$BT,MATCH($BC$12&\"_\"&BI$20,データシート1!$A$1:$BT$1,0),0)","v":{"v":0.03317235750282124,"d":"0 "}},{"$f":"VLOOKUP($AX21&\"_\"&$BC$14,データシート1!$A:$BT,MATCH($BC$12&\"_\"&BJ$20,データシート1!$A$1:$BT$1,0),0)","v":{"v":8.313552025249848,"d":"8 "}},{"$f":"SUM(BL21,BO21:BP21)","v":{"v":3.4363196091535064,"d":"3 "}},{"$f":"SUM(BM21:BN21)","v":{"v":3.1069579363245703,"d":"3 "}},{"$f":"VLOOKUP($AX21&\"_\"&$BC$14,データシート1!$A:$BT,MATCH($BC$12&\"_\"&BM$20,データシート1!$A$1:$BT$1,0),0)","v":{"v":1.331952953902695,"d":"1 "}},{"$f":"VLOOKUP($AX21&\"_\"&$BC$14,データシート1!$A:$BT,MATCH($BC$12&\"_\"&BN$20,データシート1!$A$1:$BT$1,0),0)","v":{"v":1.7750049824218754,"d":"2 "}},{"$f":"VLOOKUP($AX21&\"_\"&$BC$14,データシート1!$A:$BT,MATCH($BC$12&\"_\"&BO$20,データシート1!$A$1:$BT$1,0),0)","v":{"v":0.329361672828936,"d":"0 "}},{"$f":"VLOOKUP($AX21&\"_\"&$BC$14,データシート1!$A:$BT,MATCH($BC$12&\"_\"&BP$20,データシート1!$A$1:$BT$1,0),0)","v":{"v":0,"d":"0 "}},{"$f":"VLOOKUP($AX21&\"_\"&$BC$14,データシート1!$A:$BT,MATCH($BC$12&\"_\"&BQ$20,データシート1!$A$1:$BT$1,0),0)","v":{"v":0.2677029291382579,"d":"0 "}},{"$f":"BD21","v":{"v":12.062728783768113,"d":"12 "}},null,{"$f":"AY21","v":"双葉町"},{"$f":"BD21","v":{"v":12.062728783768113,"d":"12 "}},{"$f":"BE21/$BR21","v":{"v":9.9329620506782412E-4,"d":"0%"}},{"$f":"BF21/$BR21","v":{"v":0,"d":"0%"}},{"v":9.9329620506782412E-4,"d":"0%"},{"v":0,"d":"0%"},{"v":2.7499878425069737E-3,"d":"0%"},{"v":0.6891933139072774,"d":"69%"},{"v":0.2848708340170507,"d":"28%"},{"v":0.2575667572419737,"d":"26%"},{"v":0.11041887600880174,"d":"11%"},{"v":0.147147881233172,"d":"15%"},{"v":0.02730407677507702,"d":"3%"},{"v":0,"d":"0%"},{"$f":"BQ21/$BR21","v":{"v":0.02219256802809702,"d":"2%"}},{"$f":"BR21/$BR21","v":{"v":1,"d":"100%"}},null,{"$f":"AY21","v":"双葉町"},{"$f":"CN21+CP21+CR21","v":{"v":0.011981862723679277,"d":"0"}},{"$f":"IF(IF(CL21=0,0,CW21/CL21)>1,1,IF(CL21=0,0,CW21/CL21))","v":0},{"$f":"BF21","v":0},{"$f":"IF(IF(CN21=0,0,CX21/CN21)>1,1,IF(CN21=0,0,CX21/CN21))","v":0},{"$f":"BG21","v":{"v":0.011981862723679277,"d":"0"}},{"$f":"IF(IF(CP21=0,0,CY21/CP21)>1,1,IF(CP21=0,0,CY21/CP21))","v":0},{"$f":"BH21","v":0},{"$f":"IF(IF(CR21=0,0,CZ21/CR21)>1,1,IF(CR21=0,0,CZ21/CR21))","v":0},{"$f":"BI21","v":{"v":0.03317235750282124,"d":"0"}},{"$f":"IF(IF(CT21=0,0,DA21/CT21)>1,1,IF(CT21=0,0,DA21/CT21))","v":{"v":1,"d":"(100%)"}},null,{"$f":"SUM(CX21:CZ21)","v":0},{"$f":"VLOOKUP($AX21&\"_\"&$CW$14,データシート1!$A:$BT,MATCH($CW$12&\"_\"&CX$20,データシート1!$A$1:$BT$1,0),0)","v":0},{"$f":"VLOOKUP($AX21&\"_\"&$CW$14,データシート1!$A:$BT,MATCH($CW$12&\"_\"&CY$20,データシート1!$A$1:$BT$1,0),0)","v":0},{"$f":"VLOOKUP($AX21&\"_\"&$CW$14,データシート1!$A:$BT,MATCH($CW$12&\"_\"&CZ$20,データシート1!$A$1:$BT$1,0),0)","v":0},{"$f":"VLOOKUP($AX21&\"_\"&$CW$14,データシート1!$A:$BT,MATCH($CW$12&\"_\"&DA$20,データシート1!$A$1:$BT$1,0),0)","v":144.668},{"$f":"VLOOKUP($AX21&\"_\"&$CW$14,データシート1!$A:$BT,MATCH($CW$12&\"_\"&DB$20,データシート1!$A$1:$BT$1,0),0)","v":0},{"$f":"VLOOKUP($AX21&\"_\"&$CW$14,データシート1!$A:$BT,MATCH($CW$12&\"_\"&DC$20,データシート1!$A$1:$BT$1,0),0)","v":0},{"$f":"SUM(CX21:DC21)","v":144.668},null,{"$f":"VLOOKUP($AX21&\"_\"&$DF$14,データシート1!$A:$BT,MATCH($DF$12&\"_\"&DF$20,データシート1!$A$1:$BT$1,0),0)","v":0},{"$f":"VLOOKUP($AX21&\"_\"&$DF$14,データシート1!$A:$BT,MATCH($DF$12&\"_\"&DG$20,データシート1!$A$1:$BT$1,0),0)","v":0},{"$f":"VLOOKUP($AX21&\"_\"&$DF$14,データシート1!$A:$BT,MATCH($DF$12&\"_\"&DH$20,データシート1!$A$1:$BT$1,0),0)","v":0},{"$f":"VLOOKUP($AX21&\"_\"&$DF$14,データシート1!$A:$BT,MATCH($DF$12&\"_\"&DI$20,データシート1!$A$1:$BT$1,0),0)","v":4},{"$f":"VLOOKUP($AX21&\"_\"&$DF$14,データシート1!$A:$BT,MATCH($DF$12&\"_\"&DJ$20,データシート1!$A$1:$BT$1,0),0)","v":0},{"$f":"VLOOKUP($AX21&\"_\"&$DF$14,データシート1!$A:$BT,MATCH($DF$12&\"_\"&DK$20,データシート1!$A$1:$BT$1,0),0)","v":0},{"$f":"SUM(DF21:DK21)","v":4},null,{"$f":"IF($DD21=0,0,ROUND(CX21/$DD21,2))","v":0},{"$f":"IF($DD21=0,0,ROUND(CY21/$DD21,2))","v":0},{"$f":"IF($DD21=0,0,ROUND(CZ21/$DD21,2))","v":0},{"v":1,"d":"100.0%"},0,{"$f":"IF($DD21=0,0,ROUND(DC21/$DD21,2))","v":0}]
[{"$nulls":49},{"$f":"比較地域マスタ!$Y7","v":"03302"},{"$f":"IF(IFERROR(比較地域マスタ!$Z7,\"\")=0,\"\",IFERROR(比較地域マスタ!$Z7,\"\"))","v":"葛巻町"},null,null,"03302","葛巻町",{"$f":"SUM(BE22,BI22:BK22,BQ22)","v":{"v":42.634878637127905,"d":"43 "}},{"$f":"SUM(BF22:BH22)","v":{"v":14.426115808880045,"d":"14 "}},{"$f":"VLOOKUP($AX22&\"_\"&$BC$14,データシート1!$A:$BT,MATCH($BC$12&\"_\"&BF$20,データシート1!$A$1:$BT$1,0),0)","v":{"v":8.522433148800975,"d":"9 "}},{"$f":"VLOOKUP($AX22&\"_\"&$BC$14,データシート1!$A:$BT,MATCH($BC$12&\"_\"&BG$20,データシート1!$A$1:$BT$1,0),0)","v":{"v":0.8344647802987466,"d":"1 "}},{"$f":"VLOOKUP($AX22&\"_\"&$BC$14,データシート1!$A:$BT,MATCH($BC$12&\"_\"&BH$20,データシート1!$A$1:$BT$1,0),0)","v":{"v":5.069217879780324,"d":"5 "}},{"$f":"VLOOKUP($AX22&\"_\"&$BC$14,データシート1!$A:$BT,MATCH($BC$12&\"_\"&BI$20,データシート1!$A$1:$BT$1,0),0)","v":{"v":5.478217497790027,"d":"5 "}},{"$f":"VLOOKUP($AX22&\"_\"&$BC$14,データシート1!$A:$BT,MATCH($BC$12&\"_\"&BJ$20,データシート1!$A$1:$BT$1,0),0)","v":{"v":10.676142128181242,"d":"11 "}},{"v":11.579923444636592,"d":"12 "},{"v":11.24448951263832,"d":"11 "},{"$f":"VLOOKUP($AX22&\"_\"&$BC$14,データシート1!$A:$BT,MATCH($BC$12&\"_\"&BM$20,データシート1!$A$1:$BT$1,0),0)","v":{"v":4.307100929507796,"d":"4 "}},{"$f":"VLOOKUP($AX22&\"_\"&$BC$14,データシート1!$A:$BT,MATCH($BC$12&\"_\"&BN$20,データシート1!$A$1:$BT$1,0),0)","v":{"v":6.937388583130524,"d":"7 "}},{"$f":"VLOOKUP($AX22&\"_\"&$BC$14,データシート1!$A:$BT,MATCH($BC$12&\"_\"&BO$20,データシート1!$A$1:$BT$1,0),0)","v":{"v":0.33543393199827,"d":"0 "}},{"$f":"VLOOKUP($AX22&\"_\"&$BC$14,データシート1!$A:$BT,MATCH($BC$12&\"_\"&BP$20,データシート1!$A$1:$BT$1,0),0)","v":{"v":0,"d":"0 "}},{"$f":"VLOOKUP($AX22&\"_\"&$BC$14,データシート1!$A:$BT,MATCH($BC$12&\"_\"&BQ$20,データシート1!$A$1:$BT$1,0),0)","v":{"v":0.47447975764,"d":"0 "}},{"v":42.634878637127905,"d":"43 "},null,"葛巻町",{"$f":"BD22","v":{"v":42.634878637127905,"d":"43 "}},{"$f":"BE22/$BR22","v":{"v":0.3383641813938997,"d":"34%"}},{"v":0.19989345393326274,"d":"20%"},{"v":0.019572350314422293,"d":"2%"},{"v":0.11889837714621466,"d":"12%"},{"v":0.12849145284113483,"d":"13%"},{"v":0.2504086435673372,"d":"25%"},{"v":0.2716068114839759,"d":"27%"},{"v":0.26373921709363646,"d":"26%"},{"v":0.10102294335504514,"d":"10%"},{"v":0.16271627373859132,"d":"16%"},{"v":0.007867594390339431,"d":"1%"},{"v":0,"d":"0%"},{"v":0.01112891071365234,"d":"1%"},{"v":1,"d":"100%"},null,"葛巻町",{"$f":"CN22+CP22+CR22","v":{"v":14.426115808880045,"d":"14"}},{"$f":"IF(IF(CL22=0,0,CW22/CL22)>1,1,IF(CL22=0,0,CW22/CL22))","v":{"v":0.20608457878661696,"d":"(21%)"}},{"$f":"BF22","v":{"v":8.522433148800975,"d":"9"}},{"$f":"IF(IF(CN22=0,0,CX22/CN22)>1,1,IF(CN22=0,0,CX22/CN22))","v":{"v":0.3488440387963938,"d":"(35%)"}},{"v":0.8344647802987466,"d":"1"},{"$f":"IF(IF(CP22=0,0,CY22/CP22)>1,1,IF(CP22=0,0,CY22/CP22))","v":0},{"v":5.069217879780324,"d":"5"},{"$f":"IF(IF(CR22=0,0,CZ22/CR22)>1,1,IF(CR22=0,0,CZ22/CR22))","v":0},{"v":5.478217497790027,"d":"5"},{"$f":"IF(IF(CT22=0,0,DA22/CT22)>1,1,IF(CT22=0,0,DA22/CT22))","v":0},null,{"$f":"SUM(CX22:CZ22)","v":2.973},{"$f":"VLOOKUP($AX22&\"_\"&$CW$14,データシート1!$A:$BT,MATCH($CW$12&\"_\"&CX$20,データシート1!$A$1:$BT$1,0),0)","v":2.973},{"$f":"VLOOKUP($AX22&\"_\"&$CW$14,データシート1!$A:$BT,MATCH($CW$12&\"_\"&CY$20,データシート1!$A$1:$BT$1,0),0)","v":0},{"$f":"VLOOKUP($AX22&\"_\"&$CW$14,データシート1!$A:$BT,MATCH($CW$12&\"_\"&CZ$20,データシート1!$A$1:$BT$1,0),0)","v":0},{"$f":"VLOOKUP($AX22&\"_\"&$CW$14,データシート1!$A:$BT,MATCH($CW$12&\"_\"&DA$20,データシート1!$A$1:$BT$1,0),0)","v":0},{"$f":"VLOOKUP($AX22&\"_\"&$CW$14,データシート1!$A:$BT,MATCH($CW$12&\"_\"&DB$20,データシート1!$A$1:$BT$1,0),0)","v":0},{"$f":"VLOOKUP($AX22&\"_\"&$CW$14,データシート1!$A:$BT,MATCH($CW$12&\"_\"&DC$20,データシート1!$A$1:$BT$1,0),0)","v":0},2.973,null,{"$f":"VLOOKUP($AX22&\"_\"&$DF$14,データシート1!$A:$BT,MATCH($DF$12&\"_\"&DF$20,データシート1!$A$1:$BT$1,0),0)","v":1},{"$f":"VLOOKUP($AX22&\"_\"&$DF$14,データシート1!$A:$BT,MATCH($DF$12&\"_\"&DG$20,データシート1!$A$1:$BT$1,0),0)","v":0},{"$f":"VLOOKUP($AX22&\"_\"&$DF$14,データシート1!$A:$BT,MATCH($DF$12&\"_\"&DH$20,データシート1!$A$1:$BT$1,0),0)","v":0},{"$f":"VLOOKUP($AX22&\"_\"&$DF$14,データシート1!$A:$BT,MATCH($DF$12&\"_\"&DI$20,データシート1!$A$1:$BT$1,0),0)","v":0},{"$f":"VLOOKUP($AX22&\"_\"&$DF$14,データシート1!$A:$BT,MATCH($DF$12&\"_\"&DJ$20,データシート1!$A$1:$BT$1,0),0)","v":0},{"$f":"VLOOKUP($AX22&\"_\"&$DF$14,データシート1!$A:$BT,MATCH($DF$12&\"_\"&DK$20,データシート1!$A$1:$BT$1,0),0)","v":0},1,null,{"$f":"IF($DD22=0,0,ROUND(CX22/$DD22,2))","v":{"v":1,"d":"100.0%"}},{"$f":"IF($DD22=0,0,ROUND(CY22/$DD22,2))","v":0},0,0,0,{"$f":"IF($DD22=0,0,ROUND(DC22/$DD22,2))","v":0}]
[{"$nulls":49},{"$f":"比較地域マスタ!$Y8","v":"01401"},{"$f":"IF(IFERROR(比較地域マスタ!$Z8,\"\")=0,\"\",IFERROR(比較地域マスタ!$Z8,\"\"))","v":"共和町"},null,null,"01401","共和町",{"v":50.845865016912,"d":"51 "},{"v":18.46871495086715,"d":"18 "},{"$f":"VLOOKUP($AX23&\"_\"&$BC$14,データシート1!$A:$BT,MATCH($BC$12&\"_\"&BF$20,データシート1!$A$1:$BT$1,0),0)","v":{"v":12.964388199784311,"d":"13 "}},{"$f":"VLOOKUP($AX23&\"_\"&$BC$14,データシート1!$A:$BT,MATCH($BC$12&\"_\"&BG$20,データシート1!$A$1:$BT$1,0),0)","v":{"v":1.0259161098238274,"d":"1 "}},{"$f":"VLOOKUP($AX23&\"_\"&$BC$14,データシート1!$A:$BT,MATCH($BC$12&\"_\"&BH$20,データシート1!$A$1:$BT$1,0),0)","v":{"v":4.47841064125901,"d":"4 "}},{"$f":"VLOOKUP($AX23&\"_\"&$BC$14,データシート1!$A:$BT,MATCH($BC$12&\"_\"&BI$20,データシート1!$A$1:$BT$1,0),0)","v":{"v":5.3210450008296215,"d":"5 "}},{"$f":"VLOOKUP($AX23&\"_\"&$BC$14,データシート1!$A:$BT,MATCH($BC$12&\"_\"&BJ$20,データシート1!$A$1:$BT$1,0),0)","v":{"v":12.301699406798027,"d":"12 "}},{"v":14.313104146850508,"d":"14 "},{"v":13.982691506088418,"d":"14 "},{"$f":"VLOOKUP($AX23&\"_\"&$BC$14,データシート1!$A:$BT,MATCH($BC$12&\"_\"&BM$20,データシート1!$A$1:$BT$1,0),0)","v":{"v":5.051907275159507,"d":"5 "}},{"$f":"VLOOKUP($AX23&\"_\"&$BC$14,データシート1!$A:$BT,MATCH($BC$12&\"_\"&BN$20,データシート1!$A$1:$BT$1,0),0)","v":{"v":8.930784230928912,"d":"9 "}},{"$f":"VLOOKUP($AX23&\"_\"&$BC$14,データシート1!$A:$BT,MATCH($BC$12&\"_\"&BO$20,データシート1!$A$1:$BT$1,0),0)","v":{"v":0.33041264076209,"d":"0 "}},{"$f":"VLOOKUP($AX23&\"_\"&$BC$14,データシート1!$A:$BT,MATCH($BC$12&\"_\"&BP$20,データシート1!$A$1:$BT$1,0),0)","v":{"v":0,"d":"0 "}},{"$f":"VLOOKUP($AX23&\"_\"&$BC$14,データシート1!$A:$BT,MATCH($BC$12&\"_\"&BQ$20,データシート1!$A$1:$BT$1,0),0)","v":{"v":0.4413015115667026,"d":"0 "}},{"v":50.845865016912,"d":"51 "},null,"共和町",{"$f":"BD23","v":{"v":50.845865016912,"d":"51 "}},{"v":0.36322943753094206,"d":"36%"},{"v":0.2549742873972581,"d":"25%"},{"v":0.020176982129866298,"d":"2%"},{"v":0.08807816800381765,"d":"9%"},{"v":0.10465049614279888,"d":"10%"},{"v":0.24194099958189955,"d":"24%"},{"v":0.28149986517270936,"d":"28%"},{"v":0.27500154636837415,"d":"28%"},{"v":0.09935728841429241,"d":"10%"},{"v":0.17564425795408176,"d":"18%"},{"v":0.006498318804335228,"d":"1%"},{"v":0,"d":"0%"},{"v":0.008679201571650318,"d":"1%"},{"v":1,"d":"100%"},null,"共和町",{"v":18.46871495086715,"d":"18"},{"v":0.728366864494186,"d":"(73%)"},{"v":12.964388199784311,"d":"13"},{"v":1,"d":"(100%)"},{"v":1.0259161098238274,"d":"1"},0,{"v":4.47841064125901,"d":"4"},0,{"v":5.3210450008296215,"d":"5"},0,null,13.452,{"$f":"VLOOKUP($AX23&\"_\"&$CW$14,データシート1!$A:$BT,MATCH($CW$12&\"_\"&CX$20,データシート1!$A$1:$BT$1,0),0)","v":13.452},{"$f":"VLOOKUP($AX23&\"_\"&$CW$14,データシート1!$A:$BT,MATCH($CW$12&\"_\"&CY$20,データシート1!$A$1:$BT$1,0),0)","v":0},{"$f":"VLOOKUP($AX23&\"_\"&$CW$14,データシート1!$A:$BT,MATCH($CW$12&\"_\"&CZ$20,データシート1!$A$1:$BT$1,0),0)","v":0},{"$f":"VLOOKUP($AX23&\"_\"&$CW$14,データシート1!$A:$BT,MATCH($CW$12&\"_\"&DA$20,データシート1!$A$1:$BT$1,0),0)","v":0},{"$f":"VLOOKUP($AX23&\"_\"&$CW$14,データシート1!$A:$BT,MATCH($CW$12&\"_\"&DB$20,データシート1!$A$1:$BT$1,0),0)","v":0},{"$f":"VLOOKUP($AX23&\"_\"&$CW$14,データシート1!$A:$BT,MATCH($CW$12&\"_\"&DC$20,データシート1!$A$1:$BT$1,0),0)","v":0},13.452,null,{"$f":"VLOOKUP($AX23&\"_\"&$DF$14,データシート1!$A:$BT,MATCH($DF$12&\"_\"&DF$20,データシート1!$A$1:$BT$1,0),0)","v":1},{"$f":"VLOOKUP($AX23&\"_\"&$DF$14,データシート1!$A:$BT,MATCH($DF$12&\"_\"&DG$20,データシート1!$A$1:$BT$1,0),0)","v":0},{"$f":"VLOOKUP($AX23&\"_\"&$DF$14,データシート1!$A:$BT,MATCH($DF$12&\"_\"&DH$20,データシート1!$A$1:$BT$1,0),0)","v":0},{"$f":"VLOOKUP($AX23&\"_\"&$DF$14,データシート1!$A:$BT,MATCH($DF$12&\"_\"&DI$20,データシート1!$A$1:$BT$1,0),0)","v":0},{"$f":"VLOOKUP($AX23&\"_\"&$DF$14,データシート1!$A:$BT,MATCH($DF$12&\"_\"&DJ$20,データシート1!$A$1:$BT$1,0),0)","v":0},{"$f":"VLOOKUP($AX23&\"_\"&$DF$14,データシート1!$A:$BT,MATCH($DF$12&\"_\"&DK$20,データシート1!$A$1:$BT$1,0),0)","v":0},1,null,{"$f":"IF($DD23=0,0,ROUND(CX23/$DD23,2))","v":{"v":1,"d":"100.0%"}},{"$f":"IF($DD23=0,0,ROUND(CY23/$DD23,2))","v":0},0,0,0,{"$f":"IF($DD23=0,0,ROUND(DC23/$DD23,2))","v":0}]
[{"$nulls":49},{"$f":"比較地域マスタ!$Y9","v":"01641"},{"$f":"IF(IFERROR(比較地域マスタ!$Z9,\"\")=0,\"\",IFERROR(比較地域マスタ!$Z9,\"\"))","v":"大樹町"},null,null,"01641","大樹町",{"v":95.40375862545713,"d":"95 "},{"v":59.27866865756647,"d":"59 "},{"$f":"VLOOKUP($AX24&\"_\"&$BC$14,データシート1!$A:$BT,MATCH($BC$12&\"_\"&BF$20,データシート1!$A$1:$BT$1,0),0)","v":{"v":31.846578729398054,"d":"32 "}},{"$f":"VLOOKUP($AX24&\"_\"&$BC$14,データシート1!$A:$BT,MATCH($BC$12&\"_\"&BG$20,データシート1!$A$1:$BT$1,0),0)","v":{"v":0.6503074794511693,"d":"1 "}},{"$f":"VLOOKUP($AX24&\"_\"&$BC$14,データシート1!$A:$BT,MATCH($BC$12&\"_\"&BH$20,データシート1!$A$1:$BT$1,0),0)","v":{"v":26.781782448717244,"d":"27 "}},{"$f":"VLOOKUP($AX24&\"_\"&$BC$14,データシート1!$A:$BT,MATCH($BC$12&\"_\"&BI$20,データシート1!$A$1:$BT$1,0),0)","v":{"v":8.661428446835952,"d":"9 "}},{"$f":"VLOOKUP($AX24&\"_\"&$BC$14,データシート1!$A:$BT,MATCH($BC$12&\"_\"&BJ$20,データシート1!$A$1:$BT$1,0),0)","v":{"v":12.025009987794718,"d":"12 "}},{"v":14.861820982340145,"d":"15 "},{"v":14.54518769892385,"d":"15 "},{"$f":"VLOOKUP($AX24&\"_\"&$BC$14,データシート1!$A:$BT,MATCH($BC$12&\"_\"&BM$20,データシート1!$A$1:$BT$1,0),0)","v":{"v":5.549350929372147,"d":"6 "}},{"$f":"VLOOKUP($AX24&\"_\"&$BC$14,データシート1!$A:$BT,MATCH($BC$12&\"_\"&BN$20,データシート1!$A$1:$BT$1,0),0)","v":{"v":8.995836769551705,"d":"9 "}},{"$f":"VLOOKUP($AX24&\"_\"&$BC$14,データシート1!$A:$BT,MATCH($BC$12&\"_\"&BO$20,データシート1!$A$1:$BT$1,0),0)","v":{"v":0.316633283416295,"d":"0 "}},{"$f":"VLOOKUP($AX24&\"_\"&$BC$14,データシート1!$A:$BT,MATCH($BC$12&\"_\"&BP$20,データシート1!$A$1:$BT$1,0),0)","v":{"v":0,"d":"0 "}},{"$f":"VLOOKUP($AX24&\"_\"&$BC$14,データシート1!$A:$BT,MATCH($BC$12&\"_\"&BQ$20,データシート1!$A$1:$BT$1,0),0)","v":{"v":0.5768305509198404,"d":"1 "}},{"v":95.40375862545713,"d":"95 "},null,"大樹町",{"v":95.40375862545713,"d":"95 "},{"v":0.6213452123022416,"d":"62%"},{"v":0.3338084283914182,"d":"33%"},{"v":0.00681637169038793,"d":"1%"},{"v":0.2807204122204354,"d":"28%"},{"v":0.09078707769616923,"d":"9%"},{"v":0.12604335679271672,"d":"13%"},{"v":0.15577814958722686,"d":"16%"},{"v":0.15245927318258376,"d":"15%"},{"v":0.058167005255612456,"d":"6%"},{"v":0.09429226792697132,"d":"9%"},{"v":0.003318876404643097,"d":"0%"},{"v":0,"d":"0%"},{"v":0.006046203621645587,"d":"1%"},{"v":1,"d":"100%"},null,"大樹町",{"v":59.27866865756647,"d":"59"},{"v":0.6637969591946529,"d":"(66%)"},{"v":31.846578729398054,"d":"32"},{"v":1,"d":"(100%)"},{"v":0.6503074794511693,"d":"1"},0,{"v":26.781782448717244,"d":"27"},0,{"v":8.661428446835952,"d":"9"},0,null,39.349,{"$f":"VLOOKUP($AX24&\"_\"&$CW$14,データシート1!$A:$BT,MATCH($CW$12&\"_\"&CX$20,データシート1!$A$1:$BT$1,0),0)","v":39.349},{"$f":"VLOOKUP($AX24&\"_\"&$CW$14,データシート1!$A:$BT,MATCH($CW$12&\"_\"&CY$20,データシート1!$A$1:$BT$1,0),0)","v":0},{"$f":"VLOOKUP($AX24&\"_\"&$CW$14,データシート1!$A:$BT,MATCH($CW$12&\"_\"&CZ$20,データシート1!$A$1:$BT$1,0),0)","v":0},{"$f":"VLOOKUP($AX24&\"_\"&$CW$14,データシート1!$A:$BT,MATCH($CW$12&\"_\"&DA$20,データシート1!$A$1:$BT$1,0),0)","v":0},{"$f":"VLOOKUP($AX24&\"_\"&$CW$14,データシート1!$A:$BT,MATCH($CW$12&\"_\"&DB$20,データシート1!$A$1:$BT$1,0),0)","v":0},{"$f":"VLOOKUP($AX24&\"_\"&$CW$14,データシート1!$A:$BT,MATCH($CW$12&\"_\"&DC$20,データシート1!$A$1:$BT$1,0),0)","v":0},39.349,null,{"$f":"VLOOKUP($AX24&\"_\"&$DF$14,データシート1!$A:$BT,MATCH($DF$12&\"_\"&DF$20,データシート1!$A$1:$BT$1,0),0)","v":1},{"$f":"VLOOKUP($AX24&\"_\"&$DF$14,データシート1!$A:$BT,MATCH($DF$12&\"_\"&DG$20,データシート1!$A$1:$BT$1,0),0)","v":0},{"$f":"VLOOKUP($AX24&\"_\"&$DF$14,データシート1!$A:$BT,MATCH($DF$12&\"_\"&DH$20,データシート1!$A$1:$BT$1,0),0)","v":0},{"$f":"VLOOKUP($AX24&\"_\"&$DF$14,データシート1!$A:$BT,MATCH($DF$12&\"_\"&DI$20,データシート1!$A$1:$BT$1,0),0)","v":0},{"$f":"VLOOKUP($AX24&\"_\"&$DF$14,データシート1!$A:$BT,MATCH($DF$12&\"_\"&DJ$20,データシート1!$A$1:$BT$1,0),0)","v":0},{"$f":"VLOOKUP($AX24&\"_\"&$DF$14,データシート1!$A:$BT,MATCH($DF$12&\"_\"&DK$20,データシート1!$A$1:$BT$1,0),0)","v":0},1,null,{"v":1,"d":"100.0%"},0,0,0,0,0]
[{"$nulls":49},{"$f":"比較地域マスタ!$Y10","v":"01663"},{"$f":"IF(IFERROR(比較地域マスタ!$Z10,\"\")=0,\"\",IFERROR(比較地域マスタ!$Z10,\"\"))","v":"浜中町"},null,null,"01663","浜中町",{"v":135.62977585039414,"d":"136 "},{"v":102.0265950507777,"d":"102 "},{"$f":"VLOOKUP($AX25&\"_\"&$BC$14,データシート1!$A:$BT,MATCH($BC$12&\"_\"&BF$20,データシート1!$A$1:$BT$1,0),0)","v":{"v":91.01789029656976,"d":"91 "}},{"$f":"VLOOKUP($AX25&\"_\"&$BC$14,データシート1!$A:$BT,MATCH($BC$12&\"_\"&BG$20,データシート1!$A$1:$BT$1,0),0)","v":{"v":0.588640390882524,"d":"1 "}},{"$f":"VLOOKUP($AX25&\"_\"&$BC$14,データシート1!$A:$BT,MATCH($BC$12&\"_\"&BH$20,データシート1!$A$1:$BT$1,0),0)","v":{"v":10.420064363325418,"d":"10 "}},{"$f":"VLOOKUP($AX25&\"_\"&$BC$14,データシート1!$A:$BT,MATCH($BC$12&\"_\"&BI$20,データシート1!$A$1:$BT$1,0),0)","v":{"v":5.910257820342272,"d":"6 "}},{"$f":"VLOOKUP($AX25&\"_\"&$BC$14,データシート1!$A:$BT,MATCH($BC$12&\"_\"&BJ$20,データシート1!$A$1:$BT$1,0),0)","v":{"v":10.755752176811272,"d":"11 "}},{"v":16.937170802462916,"d":"17 "},{"v":16.545181768968785,"d":"17 "},{"$f":"VLOOKUP($AX25&\"_\"&$BC$14,データシート1!$A:$BT,MATCH($BC$12&\"_\"&BM$20,データシート1!$A$1:$BT$1,0),0)","v":{"v":5.690701038765901,"d":"6 "}},{"$f":"VLOOKUP($AX25&\"_\"&$BC$14,データシート1!$A:$BT,MATCH($BC$12&\"_\"&BN$20,データシート1!$A$1:$BT$1,0),0)","v":{"v":10.854480730202884,"d":"11 "}},{"$f":"VLOOKUP($AX25&\"_\"&$BC$14,データシート1!$A:$BT,MATCH($BC$12&\"_\"&BO$20,データシート1!$A$1:$BT$1,0),0)","v":{"v":0.3210707035785,"d":"0 "}},{"$f":"VLOOKUP($AX25&\"_\"&$BC$14,データシート1!$A:$BT,MATCH($BC$12&\"_\"&BP$20,データシート1!$A$1:$BT$1,0),0)","v":{"v":0.07091832991563077,"d":"0 "}},{"$f":"VLOOKUP($AX25&\"_\"&$BC$14,データシート1!$A:$BT,MATCH($BC$12&\"_\"&BQ$20,データシート1!$A$1:$BT$1,0),0)","v":{"v":0,"d":"0 "}},{"v":135.62977585039414,"d":"136 "},null,"浜中町",{"v":135.62977585039414,"d":"136 "},{"v":0.7522433360305609,"d":"75%"},{"v":0.67107602092454,"d":"67%"},{"v":0.004340052817987558,"d":"0%"},{"v":0.07682726228803347,"d":"8%"},{"v":0.04357640336191042,"d":"4%"},{"v":0.07930229265198639,"d":"8%"},{"v":0.12487796795554239,"d":"12%"},{"v":0.1219878280062844,"d":"12%"},{"v":0.041957608519850434,"d":"4%"},{"v":0.08003021948643396,"d":"8%"},{"v":2.3672582334181226E-3,"d":"0%"},{"v":0.000522881715839868,"d":"0%"},{"v":0,"d":"0%"},{"v":1,"d":"100%"},null,"浜中町",{"v":102.0265950507777,"d":"102"},{"v":0.1288977642883688,"d":"(13%)"},{"v":91.01789029656976,"d":"91"},{"v":0.14448807764219984,"d":"(14%)"},{"v":0.588640390882524,"d":"1"},0,{"v":10.420064363325418,"d":"10"},0,{"v":5.910257820342272,"d":"6"},0,null,13.151,{"$f":"VLOOKUP($AX25&\"_\"&$CW$14,データシート1!$A:$BT,MATCH($CW$12&\"_\"&CX$20,データシート1!$A$1:$BT$1,0),0)","v":13.151},{"$f":"VLOOKUP($AX25&\"_\"&$CW$14,データシート1!$A:$BT,MATCH($CW$12&\"_\"&CY$20,データシート1!$A$1:$BT$1,0),0)","v":0},{"$f":"VLOOKUP($AX25&\"_\"&$CW$14,データシート1!$A:$BT,MATCH($CW$12&\"_\"&CZ$20,データシート1!$A$1:$BT$1,0),0)","v":0},{"$f":"VLOOKUP($AX25&\"_\"&$CW$14,データシート1!$A:$BT,MATCH($CW$12&\"_\"&DA$20,データシート1!$A$1:$BT$1,0),0)","v":0},{"$f":"VLOOKUP($AX25&\"_\"&$CW$14,データシート1!$A:$BT,MATCH($CW$12&\"_\"&DB$20,データシート1!$A$1:$BT$1,0),0)","v":0},{"$f":"VLOOKUP($AX25&\"_\"&$CW$14,データシート1!$A:$BT,MATCH($CW$12&\"_\"&DC$20,データシート1!$A$1:$BT$1,0),0)","v":0},13.151,null,{"$f":"VLOOKUP($AX25&\"_\"&$DF$14,データシート1!$A:$BT,MATCH($DF$12&\"_\"&DF$20,データシート1!$A$1:$BT$1,0),0)","v":1},{"$f":"VLOOKUP($AX25&\"_\"&$DF$14,データシート1!$A:$BT,MATCH($DF$12&\"_\"&DG$20,データシート1!$A$1:$BT$1,0),0)","v":0},{"$f":"VLOOKUP($AX25&\"_\"&$DF$14,データシート1!$A:$BT,MATCH($DF$12&\"_\"&DH$20,データシート1!$A$1:$BT$1,0),0)","v":0},{"$f":"VLOOKUP($AX25&\"_\"&$DF$14,データシート1!$A:$BT,MATCH($DF$12&\"_\"&DI$20,データシート1!$A$1:$BT$1,0),0)","v":0},{"$f":"VLOOKUP($AX25&\"_\"&$DF$14,データシート1!$A:$BT,MATCH($DF$12&\"_\"&DJ$20,データシート1!$A$1:$BT$1,0),0)","v":0},{"$f":"VLOOKUP($AX25&\"_\"&$DF$14,データシート1!$A:$BT,MATCH($DF$12&\"_\"&DK$20,データシート1!$A$1:$BT$1,0),0)","v":0},1,null,{"v":1,"d":"100.0%"},0,0,0,0,0]
[{"$nulls":49},{"$f":"比較地域マスタ!$Y11","v":"39411"},{"$f":"IF(IFERROR(比較地域マスタ!$Z11,\"\")=0,\"\",IFERROR(比較地域マスタ!$Z11,\"\"))","v":"津野町"},null,null,"39411","津野町",{"v":36.26161684829706,"d":"36 "},{"v":11.744838419350534,"d":"12 "},{"$f":"VLOOKUP($AX26&\"_\"&$BC$14,データシート1!$A:$BT,MATCH($BC$12&\"_\"&BF$20,データシート1!$A$1:$BT$1,0),0)","v":{"v":7.706151496311626,"d":"8 "}},{"$f":"VLOOKUP($AX26&\"_\"&$BC$14,データシート1!$A:$BT,MATCH($BC$12&\"_\"&BG$20,データシート1!$A$1:$BT$1,0),0)","v":{"v":1.3391092003272027,"d":"1 "}},{"$f":"VLOOKUP($AX26&\"_\"&$BC$14,データシート1!$A:$BT,MATCH($BC$12&\"_\"&BH$20,データシート1!$A$1:$BT$1,0),0)","v":{"v":2.6995777227117057,"d":"3 "}},{"$f":"VLOOKUP($AX26&\"_\"&$BC$14,データシート1!$A:$BT,MATCH($BC$12&\"_\"&BI$20,データシート1!$A$1:$BT$1,0),0)","v":{"v":4.556799502513526,"d":"5 "}},{"$f":"VLOOKUP($AX26&\"_\"&$BC$14,データシート1!$A:$BT,MATCH($BC$12&\"_\"&BJ$20,データシート1!$A$1:$BT$1,0),0)","v":{"v":6.4942196086749115,"d":"6 "}},{"v":13.46575931775809,"d":"13 "},{"v":13.139784097158206,"d":"13 "},{"$f":"VLOOKUP($AX26&\"_\"&$BC$14,データシート1!$A:$BT,MATCH($BC$12&\"_\"&BM$20,データシート1!$A$1:$BT$1,0),0)","v":{"v":4.59931509796604,"d":"5 "}},{"$f":"VLOOKUP($AX26&\"_\"&$BC$14,データシート1!$A:$BT,MATCH($BC$12&\"_\"&BN$20,データシート1!$A$1:$BT$1,0),0)","v":{"v":8.540468999192166,"d":"9 "}},{"$f":"VLOOKUP($AX26&\"_\"&$BC$14,データシート1!$A:$BT,MATCH($BC$12&\"_\"&BO$20,データシート1!$A$1:$BT$1,0),0)","v":{"v":0.325975220599885,"d":"0 "}},{"$f":"VLOOKUP($AX26&\"_\"&$BC$14,データシート1!$A:$BT,MATCH($BC$12&\"_\"&BP$20,データシート1!$A$1:$BT$1,0),0)","v":{"v":0,"d":"0 "}},{"$f":"VLOOKUP($AX26&\"_\"&$BC$14,データシート1!$A:$BT,MATCH($BC$12&\"_\"&BQ$20,データシート1!$A$1:$BT$1,0),0)","v":{"v":0,"d":"0 "}},{"v":36.26161684829706,"d":"36 "},null,"津野町",{"v":36.26161684829706,"d":"36 "},{"v":0.3238917467052246,"d":"32%"},{"v":0.2125153858569196,"d":"21%"},{"v":0.03692910897849528,"d":"4%"},{"v":0.07444725186980969,"d":"7%"},{"v":0.1256645428023027,"d":"13%"},{"v":0.1790934925997349,"d":"18%"},{"v":0.3713502178927379,"d":"37%"},{"v":0.3623606788447792,"d":"36%"},{"v":0.12683701107999645,"d":"13%"},{"v":0.23552366776478278,"d":"24%"},{"v":0.00898953904795874,"d":"1%"},{"v":0,"d":"0%"},{"v":0,"d":"0%"},{"v":1,"d":"100%"},null,"津野町",{"v":11.744838419350534,"d":"12"},0,{"v":7.706151496311626,"d":"8"},0,{"v":1.3391092003272027,"d":"1"},0,{"v":2.6995777227117057,"d":"3"},0,{"v":4.556799502513526,"d":"5"},0,null,0,{"$f":"VLOOKUP($AX26&\"_\"&$CW$14,データシート1!$A:$BT,MATCH($CW$12&\"_\"&CX$20,データシート1!$A$1:$BT$1,0),0)","v":0},{"$f":"VLOOKUP($AX26&\"_\"&$CW$14,データシート1!$A:$BT,MATCH($CW$12&\"_\"&CY$20,データシート1!$A$1:$BT$1,0),0)","v":0},{"$f":"VLOOKUP($AX26&\"_\"&$CW$14,データシート1!$A:$BT,MATCH($CW$12&\"_\"&CZ$20,データシート1!$A$1:$BT$1,0),0)","v":0},{"$f":"VLOOKUP($AX26&\"_\"&$CW$14,データシート1!$A:$BT,MATCH($CW$12&\"_\"&DA$20,データシート1!$A$1:$BT$1,0),0)","v":0},{"$f":"VLOOKUP($AX26&\"_\"&$CW$14,データシート1!$A:$BT,MATCH($CW$12&\"_\"&DB$20,データシート1!$A$1:$BT$1,0),0)","v":0},{"$f":"VLOOKUP($AX26&\"_\"&$CW$14,データシート1!$A:$BT,MATCH($CW$12&\"_\"&DC$20,データシート1!$A$1:$BT$1,0),0)","v":0},0,null,{"$f":"VLOOKUP($AX26&\"_\"&$DF$14,データシート1!$A:$BT,MATCH($DF$12&\"_\"&DF$20,データシート1!$A$1:$BT$1,0),0)","v":0},{"$f":"VLOOKUP($AX26&\"_\"&$DF$14,データシート1!$A:$BT,MATCH($DF$12&\"_\"&DG$20,データシート1!$A$1:$BT$1,0),0)","v":0},{"$f":"VLOOKUP($AX26&\"_\"&$DF$14,データシート1!$A:$BT,MATCH($DF$12&\"_\"&DH$20,データシート1!$A$1:$BT$1,0),0)","v":0},{"$f":"VLOOKUP($AX26&\"_\"&$DF$14,データシート1!$A:$BT,MATCH($DF$12&\"_\"&DI$20,データシート1!$A$1:$BT$1,0),0)","v":0},{"$f":"VLOOKUP($AX26&\"_\"&$DF$14,データシート1!$A:$BT,MATCH($DF$12&\"_\"&DJ$20,データシート1!$A$1:$BT$1,0),0)","v":0},{"$f":"VLOOKUP($AX26&\"_\"&$DF$14,データシート1!$A:$BT,MATCH($DF$12&\"_\"&DK$20,データシート1!$A$1:$BT$1,0),0)","v":0},0,null,0,0,0,0,0,0]
[{"$nulls":49},{"$f":"比較地域マスタ!$Y12","v":"46502"},{"$f":"IF(IFERROR(比較地域マスタ!$Z12,\"\")=0,\"\",IFERROR(比較地域マスタ!$Z12,\"\"))","v":"南種子町"},null,null,"46502","南種子町",{"v":35.042313637752045,"d":"35 "},{"v":4.555267024408776,"d":"5 "},{"$f":"VLOOKUP($AX27&\"_\"&$BC$14,データシート1!$A:$BT,MATCH($BC$12&\"_\"&BF$20,データシート1!$A$1:$BT$1,0),0)","v":{"v":0.6444338658957883,"d":"1 "}},{"$f":"VLOOKUP($AX27&\"_\"&$BC$14,データシート1!$A:$BT,MATCH($BC$12&\"_\"&BG$20,データシート1!$A$1:$BT$1,0),0)","v":{"v":0.6361947294344484,"d":"1 "}},{"$f":"VLOOKUP($AX27&\"_\"&$BC$14,データシート1!$A:$BT,MATCH($BC$12&\"_\"&BH$20,データシート1!$A$1:$BT$1,0),0)","v":{"v":3.2746384290785393,"d":"3 "}},{"$f":"VLOOKUP($AX27&\"_\"&$BC$14,データシート1!$A:$BT,MATCH($BC$12&\"_\"&BI$20,データシート1!$A$1:$BT$1,0),0)","v":{"v":6.489830676422299,"d":"6 "}},{"$f":"VLOOKUP($AX27&\"_\"&$BC$14,データシート1!$A:$BT,MATCH($BC$12&\"_\"&BJ$20,データシート1!$A$1:$BT$1,0),0)","v":{"v":5.402000003113985,"d":"5 "}},{"v":17.955542604566983,"d":"18 "},{"v":16.14190079688243,"d":"16 "},{"$f":"VLOOKUP($AX27&\"_\"&$BC$14,データシート1!$A:$BT,MATCH($BC$12&\"_\"&BM$20,データシート1!$A$1:$BT$1,0),0)","v":{"v":4.674067559664661,"d":"5 "}},{"$f":"VLOOKUP($AX27&\"_\"&$BC$14,データシート1!$A:$BT,MATCH($BC$12&\"_\"&BN$20,データシート1!$A$1:$BT$1,0),0)","v":{"v":11.467833237217771,"d":"11 "}},{"$f":"VLOOKUP($AX27&\"_\"&$BC$14,データシート1!$A:$BT,MATCH($BC$12&\"_\"&BO$20,データシート1!$A$1:$BT$1,0),0)","v":{"v":0.31698360606068,"d":"0 "}},{"$f":"VLOOKUP($AX27&\"_\"&$BC$14,データシート1!$A:$BT,MATCH($BC$12&\"_\"&BP$20,データシート1!$A$1:$BT$1,0),0)","v":{"v":1.4966582016238694,"d":"1 "}},{"$f":"VLOOKUP($AX27&\"_\"&$BC$14,データシート1!$A:$BT,MATCH($BC$12&\"_\"&BQ$20,データシート1!$A$1:$BT$1,0),0)","v":{"v":0.63967332924,"d":"1 "}},{"v":35.042313637752045,"d":"35 "},null,"南種子町",{"v":35.042313637752045,"d":"35 "},{"v":0.12999332953578904,"d":"13%"},{"v":0.018390163176940522,"d":"2%"},{"v":0.018155043528548822,"d":"2%"},{"v":0.0934481228302997,"d":"9%"},{"v":0.18519983422072414,"d":"19%"},{"v":0.1541564880377722,"d":"15%"},{"v":0.512396036123111,"d":"51%"},{"v":0.46064026946817577,"d":"46%"},{"v":0.13338353192036842,"d":"13%"},{"v":0.3272567375478074,"d":"33%"},{"v":0.009045738513086786,"d":"1%"},{"v":0.04271002814184845,"d":"4%"},{"v":0.01825431208260354,"d":"2%"},{"v":1,"d":"100%"},null,"南種子町",{"v":4.555267024408776,"d":"5"},0,{"v":0.6444338658957883,"d":"1"},0,{"v":0.6361947294344484,"d":"1"},0,{"v":3.2746384290785393,"d":"3"},0,{"v":6.489830676422299,"d":"6"},{"v":1,"d":"(100%)"},null,0,{"$f":"VLOOKUP($AX27&\"_\"&$CW$14,データシート1!$A:$BT,MATCH($CW$12&\"_\"&CX$20,データシート1!$A$1:$BT$1,0),0)","v":0},{"$f":"VLOOKUP($AX27&\"_\"&$CW$14,データシート1!$A:$BT,MATCH($CW$12&\"_\"&CY$20,データシート1!$A$1:$BT$1,0),0)","v":0},{"$f":"VLOOKUP($AX27&\"_\"&$CW$14,データシート1!$A:$BT,MATCH($CW$12&\"_\"&CZ$20,データシート1!$A$1:$BT$1,0),0)","v":0},{"$f":"VLOOKUP($AX27&\"_\"&$CW$14,データシート1!$A:$BT,MATCH($CW$12&\"_\"&DA$20,データシート1!$A$1:$BT$1,0),0)","v":19.482},{"$f":"VLOOKUP($AX27&\"_\"&$CW$14,データシート1!$A:$BT,MATCH($CW$12&\"_\"&DB$20,データシート1!$A$1:$BT$1,0),0)","v":2.931},{"$f":"VLOOKUP($AX27&\"_\"&$CW$14,データシート1!$A:$BT,MATCH($CW$12&\"_\"&DC$20,データシート1!$A$1:$BT$1,0),0)","v":0},22.413,null,{"$f":"VLOOKUP($AX27&\"_\"&$DF$14,データシート1!$A:$BT,MATCH($DF$12&\"_\"&DF$20,データシート1!$A$1:$BT$1,0),0)","v":0},{"$f":"VLOOKUP($AX27&\"_\"&$DF$14,データシート1!$A:$BT,MATCH($DF$12&\"_\"&DG$20,データシート1!$A$1:$BT$1,0),0)","v":0},{"$f":"VLOOKUP($AX27&\"_\"&$DF$14,データシート1!$A:$BT,MATCH($DF$12&\"_\"&DH$20,データシート1!$A$1:$BT$1,0),0)","v":0},{"$f":"VLOOKUP($AX27&\"_\"&$DF$14,データシート1!$A:$BT,MATCH($DF$12&\"_\"&DI$20,データシート1!$A$1:$BT$1,0),0)","v":1},{"$f":"VLOOKUP($AX27&\"_\"&$DF$14,データシート1!$A:$BT,MATCH($DF$12&\"_\"&DJ$20,データシート1!$A$1:$BT$1,0),0)","v":1},{"$f":"VLOOKUP($AX27&\"_\"&$DF$14,データシート1!$A:$BT,MATCH($DF$12&\"_\"&DK$20,データシート1!$A$1:$BT$1,0),0)","v":0},2,null,0,0,0,{"v":0.87,"d":"87.0%"},{"v":0.13,"d":"13.0%"},0]
[{"$nulls":49},{"$f":"比較地域マスタ!$Y13","v":"05363"},{"$f":"IF(IFERROR(比較地域マスタ!$Z13,\"\")=0,\"\",IFERROR(比較地域マスタ!$Z13,\"\"))","v":"八郎潟町"},null,null,"05363","八郎潟町",{"v":32.215367717366036,"d":"32 "},{"v":4.393106880236903,"d":"4 "},{"$f":"VLOOKUP($AX28&\"_\"&$BC$14,データシート1!$A:$BT,MATCH($BC$12&\"_\"&BF$20,データシート1!$A$1:$BT$1,0),0)","v":{"v":2.5989387987211803,"d":"3 "}},{"$f":"VLOOKUP($AX28&\"_\"&$BC$14,データシート1!$A:$BT,MATCH($BC$12&\"_\"&BG$20,データシート1!$A$1:$BT$1,0),0)","v":{"v":0.2880717271530725,"d":"0 "}},{"$f":"VLOOKUP($AX28&\"_\"&$BC$14,データシート1!$A:$BT,MATCH($BC$12&\"_\"&BH$20,データシート1!$A$1:$BT$1,0),0)","v":{"v":1.5060963543626507,"d":"2 "}},{"$f":"VLOOKUP($AX28&\"_\"&$BC$14,データシート1!$A:$BT,MATCH($BC$12&\"_\"&BI$20,データシート1!$A$1:$BT$1,0),0)","v":{"v":6.013001773287838,"d":"6 "}},{"$f":"VLOOKUP($AX28&\"_\"&$BC$14,データシート1!$A:$BT,MATCH($BC$12&\"_\"&BJ$20,データシート1!$A$1:$BT$1,0),0)","v":{"v":10.783771829942427,"d":"11 "}},{"v":10.452126232734898,"d":"10 "},{"v":10.131522626015578,"d":"10 "},{"$f":"VLOOKUP($AX28&\"_\"&$BC$14,データシート1!$A:$BT,MATCH($BC$12&\"_\"&BM$20,データシート1!$A$1:$BT$1,0),0)","v":{"v":4.746101750028787,"d":"5 "}},{"$f":"VLOOKUP($AX28&\"_\"&$BC$14,データシート1!$A:$BT,MATCH($BC$12&\"_\"&BN$20,データシート1!$A$1:$BT$1,0),0)","v":{"v":5.38542087598679,"d":"5 "}},{"$f":"VLOOKUP($AX28&\"_\"&$BC$14,データシート1!$A:$BT,MATCH($BC$12&\"_\"&BO$20,データシート1!$A$1:$BT$1,0),0)","v":{"v":0.320603606719321,"d":"0 "}},{"$f":"VLOOKUP($AX28&\"_\"&$BC$14,データシート1!$A:$BT,MATCH($BC$12&\"_\"&BP$20,データシート1!$A$1:$BT$1,0),0)","v":{"v":0,"d":"0 "}},{"$f":"VLOOKUP($AX28&\"_\"&$BC$14,データシート1!$A:$BT,MATCH($BC$12&\"_\"&BQ$20,データシート1!$A$1:$BT$1,0),0)","v":{"v":0.573361001163965,"d":"1 "}},{"v":32.215367717366036,"d":"32 "},null,"八郎潟町",{"v":32.215367717366036,"d":"32 "},{"v":0.13636680849893737,"d":"14%"},{"v":0.08067388277304048,"d":"8%"},{"v":0.008942059258190133,"d":"1%"},{"v":0.04675086646770676,"d":"5%"},{"v":0.18665010519331945,"d":"19%"},{"v":0.3347399888323895,"d":"33%"},{"v":0.32444534932626484,"d":"32%"},{"v":0.3144934651965519,"d":"31%"},{"v":0.14732415261149884,"d":"15%"},{"v":0.16716931258505305,"d":"17%"},{"v":0.00995188412971292,"d":"1%"},{"v":0,"d":"0%"},{"v":0.017797748149088757,"d":"2%"},{"v":1,"d":"100%"},null,"八郎潟町",{"v":4.393106880236903,"d":"4"},0,{"v":2.5989387987211803,"d":"3"},0,{"v":0.2880717271530725,"d":"0"},0,{"v":1.5060963543626507,"d":"2"},0,{"v":6.013001773287838,"d":"6"},0,null,0,{"$f":"VLOOKUP($AX28&\"_\"&$CW$14,データシート1!$A:$BT,MATCH($CW$12&\"_\"&CX$20,データシート1!$A$1:$BT$1,0),0)","v":0},{"$f":"VLOOKUP($AX28&\"_\"&$CW$14,データシート1!$A:$BT,MATCH($CW$12&\"_\"&CY$20,データシート1!$A$1:$BT$1,0),0)","v":0},{"$f":"VLOOKUP($AX28&\"_\"&$CW$14,データシート1!$A:$BT,MATCH($CW$12&\"_\"&CZ$20,データシート1!$A$1:$BT$1,0),0)","v":0},{"$f":"VLOOKUP($AX28&\"_\"&$CW$14,データシート1!$A:$BT,MATCH($CW$12&\"_\"&DA$20,データシート1!$A$1:$BT$1,0),0)","v":0},{"$f":"VLOOKUP($AX28&\"_\"&$CW$14,データシート1!$A:$BT,MATCH($CW$12&\"_\"&DB$20,データシート1!$A$1:$BT$1,0),0)","v":0},{"$f":"VLOOKUP($AX28&\"_\"&$CW$14,データシート1!$A:$BT,MATCH($CW$12&\"_\"&DC$20,データシート1!$A$1:$BT$1,0),0)","v":0},0,null,{"$f":"VLOOKUP($AX28&\"_\"&$DF$14,データシート1!$A:$BT,MATCH($DF$12&\"_\"&DF$20,データシート1!$A$1:$BT$1,0),0)","v":0},{"$f":"VLOOKUP($AX28&\"_\"&$DF$14,データシート1!$A:$BT,MATCH($DF$12&\"_\"&DG$20,データシート1!$A$1:$BT$1,0),0)","v":0},{"$f":"VLOOKUP($AX28&\"_\"&$DF$14,データシート1!$A:$BT,MATCH($DF$12&\"_\"&DH$20,データシート1!$A$1:$BT$1,0),0)","v":0},{"$f":"VLOOKUP($AX28&\"_\"&$DF$14,データシート1!$A:$BT,MATCH($DF$12&\"_\"&DI$20,データシート1!$A$1:$BT$1,0),0)","v":0},{"$f":"VLOOKUP($AX28&\"_\"&$DF$14,データシート1!$A:$BT,MATCH($DF$12&\"_\"&DJ$20,データシート1!$A$1:$BT$1,0),0)","v":0},{"$f":"VLOOKUP($AX28&\"_\"&$DF$14,データシート1!$A:$BT,MATCH($DF$12&\"_\"&DK$20,データシート1!$A$1:$BT$1,0),0)","v":0},0,null,0,0,0,0,0,0]
[{"$nulls":49},{"$f":"比較地域マスタ!$Y14","v":"07344"},{"$f":"IF(IFERROR(比較地域マスタ!$Z14,\"\")=0,\"\",IFERROR(比較地域マスタ!$Z14,\"\"))","v":"天栄村"},null,null,"07344","天栄村",{"v":36.17203593717055,"d":"36 "},{"v":9.776137319339133,"d":"10 "},{"$f":"VLOOKUP($AX29&\"_\"&$BC$14,データシート1!$A:$BT,MATCH($BC$12&\"_\"&BF$20,データシート1!$A$1:$BT$1,0),0)","v":{"v":7.476795563116432,"d":"7 "}},{"$f":"VLOOKUP($AX29&\"_\"&$BC$14,データシート1!$A:$BT,MATCH($BC$12&\"_\"&BG$20,データシート1!$A$1:$BT$1,0),0)","v":{"v":0.5990931361839639,"d":"1 "}},{"$f":"VLOOKUP($AX29&\"_\"&$BC$14,データシート1!$A:$BT,MATCH($BC$12&\"_\"&BH$20,データシート1!$A$1:$BT$1,0),0)","v":{"v":1.700248620038737,"d":"2 "}},{"$f":"VLOOKUP($AX29&\"_\"&$BC$14,データシート1!$A:$BT,MATCH($BC$12&\"_\"&BI$20,データシート1!$A$1:$BT$1,0),0)","v":{"v":4.167277411291918,"d":"4 "}},{"$f":"VLOOKUP($AX29&\"_\"&$BC$14,データシート1!$A:$BT,MATCH($BC$12&\"_\"&BJ$20,データシート1!$A$1:$BT$1,0),0)","v":{"v":7.515268566035185,"d":"8 "}},{"v":14.120657820886604,"d":"14 "},{"v":13.805192279618257,"d":"14 "},{"$f":"VLOOKUP($AX29&\"_\"&$BC$14,データシート1!$A:$BT,MATCH($BC$12&\"_\"&BM$20,データシート1!$A$1:$BT$1,0),0)","v":{"v":5.813023248818189,"d":"6 "}},{"$f":"VLOOKUP($AX29&\"_\"&$BC$14,データシート1!$A:$BT,MATCH($BC$12&\"_\"&BN$20,データシート1!$A$1:$BT$1,0),0)","v":{"v":7.992169030800068,"d":"8 "}},{"$f":"VLOOKUP($AX29&\"_\"&$BC$14,データシート1!$A:$BT,MATCH($BC$12&\"_\"&BO$20,データシート1!$A$1:$BT$1,0),0)","v":{"v":0.315465541268347,"d":"0 "}},{"$f":"VLOOKUP($AX29&\"_\"&$BC$14,データシート1!$A:$BT,MATCH($BC$12&\"_\"&BP$20,データシート1!$A$1:$BT$1,0),0)","v":{"v":0,"d":"0 "}},{"$f":"VLOOKUP($AX29&\"_\"&$BC$14,データシート1!$A:$BT,MATCH($BC$12&\"_\"&BQ$20,データシート1!$A$1:$BT$1,0),0)","v":{"v":0.5926948196177064,"d":"1 "}},{"v":36.17203593717055,"d":"36 "},null,"天栄村",{"v":36.17203593717055,"d":"36 "},{"v":0.27026782059820775,"d":"27%"},{"v":0.20670098791517683,"d":"21%"},{"v":0.01656232834736109,"d":"2%"},{"v":0.04700450433566981,"d":"5%"},{"v":0.11520715667015041,"d":"12%"},{"v":0.20776459967829625,"d":"21%"},{"v":0.39037498042448177,"d":"39%"},{"v":0.3816537256458926,"d":"38%"},{"v":0.16070489532066123,"d":"16%"},{"v":0.22094883032523138,"d":"22%"},{"v":0.008721254778589147,"d":"1%"},{"v":0,"d":"0%"},{"v":0.016385442628863767,"d":"2%"},{"v":1,"d":"100%"},null,"天栄村",{"v":9.776137319339133,"d":"10"},{"v":0.5134952421412337,"d":"(51%)"},{"v":7.476795563116432,"d":"7"},{"v":0.671410627403539,"d":"(67%)"},{"v":0.5990931361839639,"d":"1"},0,{"v":1.700248620038737,"d":"2"},0,{"v":4.167277411291918,"d":"4"},0,null,5.02,{"$f":"VLOOKUP($AX29&\"_\"&$CW$14,データシート1!$A:$BT,MATCH($CW$12&\"_\"&CX$20,データシート1!$A$1:$BT$1,0),0)","v":5.02},{"$f":"VLOOKUP($AX29&\"_\"&$CW$14,データシート1!$A:$BT,MATCH($CW$12&\"_\"&CY$20,データシート1!$A$1:$BT$1,0),0)","v":0},{"$f":"VLOOKUP($AX29&\"_\"&$CW$14,データシート1!$A:$BT,MATCH($CW$12&\"_\"&CZ$20,データシート1!$A$1:$BT$1,0),0)","v":0},{"$f":"VLOOKUP($AX29&\"_\"&$CW$14,データシート1!$A:$BT,MATCH($CW$12&\"_\"&DA$20,データシート1!$A$1:$BT$1,0),0)","v":0},{"$f":"VLOOKUP($AX29&\"_\"&$CW$14,データシート1!$A:$BT,MATCH($CW$12&\"_\"&DB$20,データシート1!$A$1:$BT$1,0),0)","v":0},{"$f":"VLOOKUP($AX29&\"_\"&$CW$14,データシート1!$A:$BT,MATCH($CW$12&\"_\"&DC$20,データシート1!$A$1:$BT$1,0),0)","v":0},5.02,null,{"$f":"VLOOKUP($AX29&\"_\"&$DF$14,データシート1!$A:$BT,MATCH($DF$12&\"_\"&DF$20,データシート1!$A$1:$BT$1,0),0)","v":1},{"$f":"VLOOKUP($AX29&\"_\"&$DF$14,データシート1!$A:$BT,MATCH($DF$12&\"_\"&DG$20,データシート1!$A$1:$BT$1,0),0)","v":0},{"$f":"VLOOKUP($AX29&\"_\"&$DF$14,データシート1!$A:$BT,MATCH($DF$12&\"_\"&DH$20,データシート1!$A$1:$BT$1,0),0)","v":0},{"$f":"VLOOKUP($AX29&\"_\"&$DF$14,データシート1!$A:$BT,MATCH($DF$12&\"_\"&DI$20,データシート1!$A$1:$BT$1,0),0)","v":0},{"$f":"VLOOKUP($AX29&\"_\"&$DF$14,データシート1!$A:$BT,MATCH($DF$12&\"_\"&DJ$20,データシート1!$A$1:$BT$1,0),0)","v":0},{"$f":"VLOOKUP($AX29&\"_\"&$DF$14,データシート1!$A:$BT,MATCH($DF$12&\"_\"&DK$20,データシート1!$A$1:$BT$1,0),0)","v":0},1,null,{"v":1,"d":"100.0%"},0,0,0,0,0]
[{"$nulls":49},{"$f":"比較地域マスタ!$Y15","v":"07482"},{"$f":"IF(IFERROR(比較地域マスタ!$Z15,\"\")=0,\"\",IFERROR(比較地域マスタ!$Z15,\"\"))","v":"矢祭町"},null,null,"07482","矢祭町",{"v":89.77470282994165,"d":"90 "},{"v":65.43850060577675,"d":"65 "},{"$f":"VLOOKUP($AX30&\"_\"&$BC$14,データシート1!$A:$BT,MATCH($BC$12&\"_\"&BF$20,データシート1!$A$1:$BT$1,0),0)","v":{"v":61.87510212046927,"d":"62 "}},{"$f":"VLOOKUP($AX30&\"_\"&$BC$14,データシート1!$A:$BT,MATCH($BC$12&\"_\"&BG$20,データシート1!$A$1:$BT$1,0),0)","v":{"v":0.6206604890865866,"d":"1 "}},{"$f":"VLOOKUP($AX30&\"_\"&$BC$14,データシート1!$A:$BT,MATCH($BC$12&\"_\"&BH$20,データシート1!$A$1:$BT$1,0),0)","v":{"v":2.9427379962208913,"d":"3 "}},{"$f":"VLOOKUP($AX30&\"_\"&$BC$14,データシート1!$A:$BT,MATCH($BC$12&\"_\"&BI$20,データシート1!$A$1:$BT$1,0),0)","v":{"v":3.677985138125305,"d":"4 "}},{"$f":"VLOOKUP($AX30&\"_\"&$BC$14,データシート1!$A:$BT,MATCH($BC$12&\"_\"&BJ$20,データシート1!$A$1:$BT$1,0),0)","v":{"v":7.933417044671438,"d":"8 "}},{"v":12.09806907992751,"d":"12 "},{"v":11.778049344282163,"d":"12 "},{"$f":"VLOOKUP($AX30&\"_\"&$BC$14,データシート1!$A:$BT,MATCH($BC$12&\"_\"&BM$20,データシート1!$A$1:$BT$1,0),0)","v":{"v":5.0451115968232685,"d":"5 "}},{"$f":"VLOOKUP($AX30&\"_\"&$BC$14,データシート1!$A:$BT,MATCH($BC$12&\"_\"&BN$20,データシート1!$A$1:$BT$1,0),0)","v":{"v":6.732937747458894,"d":"7 "}},{"$f":"VLOOKUP($AX30&\"_\"&$BC$14,データシート1!$A:$BT,MATCH($BC$12&\"_\"&BO$20,データシート1!$A$1:$BT$1,0),0)","v":{"v":0.320019735645347,"d":"0 "}},{"$f":"VLOOKUP($AX30&\"_\"&$BC$14,データシート1!$A:$BT,MATCH($BC$12&\"_\"&BP$20,データシート1!$A$1:$BT$1,0),0)","v":{"v":0,"d":"0 "}},{"$f":"VLOOKUP($AX30&\"_\"&$BC$14,データシート1!$A:$BT,MATCH($BC$12&\"_\"&BQ$20,データシート1!$A$1:$BT$1,0),0)","v":{"v":0.6267309614406237,"d":"1 "}},{"v":89.77470282994165,"d":"90 "},null,"矢祭町",{"v":89.77470282994165,"d":"90 "},{"v":0.7289191558755204,"d":"73%"},{"v":0.6892264766131055,"d":"69%"},{"v":0.006913534320044376,"d":"1%"},{"v":0.03277914494237044,"d":"3%"},{"v":0.040969059458681095,"d":"4%"},{"v":0.08837029580258868,"d":"9%"},{"v":0.13476033557966358,"d":"13%"},{"v":0.13119563722302793,"d":"13%"},{"v":0.05619747476502505,"d":"6%"},{"v":0.07499816245800286,"d":"7%"},{"v":3.5646983566356523E-3,"d":"0%"},{"v":0,"d":"0%"},{"v":0.006981153283546113,"d":"1%"},{"v":1,"d":"100%"},null,"矢祭町",{"v":65.43850060577675,"d":"65"},{"v":0.16971660256866566,"d":"(17%)"},{"v":61.87510212046927,"d":"62"},{"v":0.17949061285388906,"d":"(18%)"},{"v":0.6206604890865866,"d":"1"},0,{"v":2.9427379962208913,"d":"3"},0,{"v":3.677985138125305,"d":"4"},0,null,11.106,{"$f":"VLOOKUP($AX30&\"_\"&$CW$14,データシート1!$A:$BT,MATCH($CW$12&\"_\"&CX$20,データシート1!$A$1:$BT$1,0),0)","v":11.106},{"$f":"VLOOKUP($AX30&\"_\"&$CW$14,データシート1!$A:$BT,MATCH($CW$12&\"_\"&CY$20,データシート1!$A$1:$BT$1,0),0)","v":0},{"$f":"VLOOKUP($AX30&\"_\"&$CW$14,データシート1!$A:$BT,MATCH($CW$12&\"_\"&CZ$20,データシート1!$A$1:$BT$1,0),0)","v":0},{"$f":"VLOOKUP($AX30&\"_\"&$CW$14,データシート1!$A:$BT,MATCH($CW$12&\"_\"&DA$20,データシート1!$A$1:$BT$1,0),0)","v":0},{"$f":"VLOOKUP($AX30&\"_\"&$CW$14,データシート1!$A:$BT,MATCH($CW$12&\"_\"&DB$20,データシート1!$A$1:$BT$1,0),0)","v":0},{"$f":"VLOOKUP($AX30&\"_\"&$CW$14,データシート1!$A:$BT,MATCH($CW$12&\"_\"&DC$20,データシート1!$A$1:$BT$1,0),0)","v":0},11.106,null,{"$f":"VLOOKUP($AX30&\"_\"&$DF$14,データシート1!$A:$BT,MATCH($DF$12&\"_\"&DF$20,データシート1!$A$1:$BT$1,0),0)","v":1},{"$f":"VLOOKUP($AX30&\"_\"&$DF$14,データシート1!$A:$BT,MATCH($DF$12&\"_\"&DG$20,データシート1!$A$1:$BT$1,0),0)","v":0},{"$f":"VLOOKUP($AX30&\"_\"&$DF$14,データシート1!$A:$BT,MATCH($DF$12&\"_\"&DH$20,データシート1!$A$1:$BT$1,0),0)","v":0},{"$f":"VLOOKUP($AX30&\"_\"&$DF$14,データシート1!$A:$BT,MATCH($DF$12&\"_\"&DI$20,データシート1!$A$1:$BT$1,0),0)","v":0},{"$f":"VLOOKUP($AX30&\"_\"&$DF$14,データシート1!$A:$BT,MATCH($DF$12&\"_\"&DJ$20,データシート1!$A$1:$BT$1,0),0)","v":0},{"$f":"VLOOKUP($AX30&\"_\"&$DF$14,データシート1!$A:$BT,MATCH($DF$12&\"_\"&DK$20,データシート1!$A$1:$BT$1,0),0)","v":0},1,null,{"v":1,"d":"100.0%"},0,0,0,0,0]
[{"$nulls":49},{"$f":"比較地域マスタ!$Y16","v":"10424"},{"$f":"IF(IFERROR(比較地域マスタ!$Z16,\"\")=0,\"\",IFERROR(比較地域マスタ!$Z16,\"\"))","v":"長野原町"},null,null,"10424","長野原町",{"v":40.4910733188474,"d":"40 "},{"v":5.13906466643371,"d":"5 "},{"$f":"VLOOKUP($AX31&\"_\"&$BC$14,データシート1!$A:$BT,MATCH($BC$12&\"_\"&BF$20,データシート1!$A$1:$BT$1,0),0)","v":{"v":0.949672056889293,"d":"1 "}},{"$f":"VLOOKUP($AX31&\"_\"&$BC$14,データシート1!$A:$BT,MATCH($BC$12&\"_\"&BG$20,データシート1!$A$1:$BT$1,0),0)","v":{"v":0.9524285463630294,"d":"1 "}},{"$f":"VLOOKUP($AX31&\"_\"&$BC$14,データシート1!$A:$BT,MATCH($BC$12&\"_\"&BH$20,データシート1!$A$1:$BT$1,0),0)","v":{"v":3.236964063181388,"d":"3 "}},{"$f":"VLOOKUP($AX31&\"_\"&$BC$14,データシート1!$A:$BT,MATCH($BC$12&\"_\"&BI$20,データシート1!$A$1:$BT$1,0),0)","v":{"v":9.026587545621123,"d":"9 "}},{"$f":"VLOOKUP($AX31&\"_\"&$BC$14,データシート1!$A:$BT,MATCH($BC$12&\"_\"&BJ$20,データシート1!$A$1:$BT$1,0),0)","v":{"v":7.237811197637937,"d":"7 "}},{"v":17.729093474167012,"d":"18 "},{"v":17.414795675046616,"d":"17 "},{"$f":"VLOOKUP($AX31&\"_\"&$BC$14,データシート1!$A:$BT,MATCH($BC$12&\"_\"&BM$20,データシート1!$A$1:$BT$1,0),0)","v":{"v":6.207172592320008,"d":"6 "}},{"$f":"VLOOKUP($AX31&\"_\"&$BC$14,データシート1!$A:$BT,MATCH($BC$12&\"_\"&BN$20,データシート1!$A$1:$BT$1,0),0)","v":{"v":11.207623082726608,"d":"11 "}},{"$f":"VLOOKUP($AX31&\"_\"&$BC$14,データシート1!$A:$BT,MATCH($BC$12&\"_\"&BO$20,データシート1!$A$1:$BT$1,0),0)","v":{"v":0.314297799120398,"d":"0 "}},{"$f":"VLOOKUP($AX31&\"_\"&$BC$14,データシート1!$A:$BT,MATCH($BC$12&\"_\"&BP$20,データシート1!$A$1:$BT$1,0),0)","v":{"v":0,"d":"0 "}},{"$f":"VLOOKUP($AX31&\"_\"&$BC$14,データシート1!$A:$BT,MATCH($BC$12&\"_\"&BQ$20,データシート1!$A$1:$BT$1,0),0)","v":{"v":1.35851643498762,"d":"1 "}},{"v":40.4910733188474,"d":"40 "},null,"長野原町",{"v":40.4910733188474,"d":"40 "},{"v":0.1269184599273546,"d":"13%"},{"v":0.023453862272582653,"d":"2%"},{"v":0.023521938745933467,"d":"2%"},{"v":0.07994265890883848,"d":"8%"},{"v":0.22292784077471003,"d":"22%"},{"v":0.1787507863929344,"d":"18%"},{"v":0.43785190218493525,"d":"44%"},{"v":0.4300897518303261,"d":"43%"},{"v":0.15329730934622454,"d":"15%"},{"v":0.27679244248410156,"d":"28%"},{"v":7.762150354609189E-3,"d":"1%"},{"v":0,"d":"0%"},{"v":0.03355101072006582,"d":"3%"},{"v":1,"d":"100%"},null,"長野原町",{"v":5.13906466643371,"d":"5"},0,{"v":0.949672056889293,"d":"1"},0,{"v":0.9524285463630294,"d":"1"},0,{"v":3.236964063181388,"d":"3"},0,{"v":9.026587545621123,"d":"9"},0,null,0,{"$f":"VLOOKUP($AX31&\"_\"&$CW$14,データシート1!$A:$BT,MATCH($CW$12&\"_\"&CX$20,データシート1!$A$1:$BT$1,0),0)","v":0},{"$f":"VLOOKUP($AX31&\"_\"&$CW$14,データシート1!$A:$BT,MATCH($CW$12&\"_\"&CY$20,データシート1!$A$1:$BT$1,0),0)","v":0},{"$f":"VLOOKUP($AX31&\"_\"&$CW$14,データシート1!$A:$BT,MATCH($CW$12&\"_\"&CZ$20,データシート1!$A$1:$BT$1,0),0)","v":0},{"$f":"VLOOKUP($AX31&\"_\"&$CW$14,データシート1!$A:$BT,MATCH($CW$12&\"_\"&DA$20,データシート1!$A$1:$BT$1,0),0)","v":0},{"$f":"VLOOKUP($AX31&\"_\"&$CW$14,データシート1!$A:$BT,MATCH($CW$12&\"_\"&DB$20,データシート1!$A$1:$BT$1,0),0)","v":0},{"$f":"VLOOKUP($AX31&\"_\"&$CW$14,データシート1!$A:$BT,MATCH($CW$12&\"_\"&DC$20,データシート1!$A$1:$BT$1,0),0)","v":0},0,null,{"$f":"VLOOKUP($AX31&\"_\"&$DF$14,データシート1!$A:$BT,MATCH($DF$12&\"_\"&DF$20,データシート1!$A$1:$BT$1,0),0)","v":0},{"$f":"VLOOKUP($AX31&\"_\"&$DF$14,データシート1!$A:$BT,MATCH($DF$12&\"_\"&DG$20,データシート1!$A$1:$BT$1,0),0)","v":0},{"$f":"VLOOKUP($AX31&\"_\"&$DF$14,データシート1!$A:$BT,MATCH($DF$12&\"_\"&DH$20,データシート1!$A$1:$BT$1,0),0)","v":0},{"$f":"VLOOKUP($AX31&\"_\"&$DF$14,データシート1!$A:$BT,MATCH($DF$12&\"_\"&DI$20,データシート1!$A$1:$BT$1,0),0)","v":0},{"$f":"VLOOKUP($AX31&\"_\"&$DF$14,データシート1!$A:$BT,MATCH($DF$12&\"_\"&DJ$20,データシート1!$A$1:$BT$1,0),0)","v":0},{"$f":"VLOOKUP($AX31&\"_\"&$DF$14,データシート1!$A:$BT,MATCH($DF$12&\"_\"&DK$20,データシート1!$A$1:$BT$1,0),0)","v":0},0,null,0,0,0,0,0,0]
[{"$nulls":49},{"$f":"比較地域マスタ!$Y17","v":"03506"},{"$f":"IF(IFERROR(比較地域マスタ!$Z17,\"\")=0,\"\",IFERROR(比較地域マスタ!$Z17,\"\"))","v":"九戸村"},null,null,"03506","九戸村",{"v":50.21550566190971,"d":"50 "},{"v":23.46783785724643,"d":"23 "},{"$f":"VLOOKUP($AX32&\"_\"&$BC$14,データシート1!$A:$BT,MATCH($BC$12&\"_\"&BF$20,データシート1!$A$1:$BT$1,0),0)","v":{"v":14.91204068351587,"d":"15 "}},{"$f":"VLOOKUP($AX32&\"_\"&$BC$14,データシート1!$A:$BT,MATCH($BC$12&\"_\"&BG$20,データシート1!$A$1:$BT$1,0),0)","v":{"v":0.5235857445011743,"d":"1 "}},{"$f":"VLOOKUP($AX32&\"_\"&$BC$14,データシート1!$A:$BT,MATCH($BC$12&\"_\"&BH$20,データシート1!$A$1:$BT$1,0),0)","v":{"v":8.032211429229386,"d":"8 "}},{"$f":"VLOOKUP($AX32&\"_\"&$BC$14,データシート1!$A:$BT,MATCH($BC$12&\"_\"&BI$20,データシート1!$A$1:$BT$1,0),0)","v":{"v":4.246135373758761,"d":"4 "}},{"$f":"VLOOKUP($AX32&\"_\"&$BC$14,データシート1!$A:$BT,MATCH($BC$12&\"_\"&BJ$20,データシート1!$A$1:$BT$1,0),0)","v":{"v":8.569531805047937,"d":"9 "}},{"v":13.363243114097617,"d":"13 "},{"v":13.043982410848438,"d":"13 "},{"$f":"VLOOKUP($AX32&\"_\"&$BC$14,データシート1!$A:$BT,MATCH($BC$12&\"_\"&BM$20,データシート1!$A$1:$BT$1,0),0)","v":{"v":4.475633752246505,"d":"4 "}},{"$f":"VLOOKUP($AX32&\"_\"&$BC$14,データシート1!$A:$BT,MATCH($BC$12&\"_\"&BN$20,データシート1!$A$1:$BT$1,0),0)","v":{"v":8.568348658601932,"d":"9 "}},{"$f":"VLOOKUP($AX32&\"_\"&$BC$14,データシート1!$A:$BT,MATCH($BC$12&\"_\"&BO$20,データシート1!$A$1:$BT$1,0),0)","v":{"v":0.31926070324918,"d":"0 "}},{"$f":"VLOOKUP($AX32&\"_\"&$BC$14,データシート1!$A:$BT,MATCH($BC$12&\"_\"&BP$20,データシート1!$A$1:$BT$1,0),0)","v":{"v":0,"d":"0 "}},{"$f":"VLOOKUP($AX32&\"_\"&$BC$14,データシート1!$A:$BT,MATCH($BC$12&\"_\"&BQ$20,データシート1!$A$1:$BT$1,0),0)","v":{"v":0.568757511758966,"d":"1 "}},{"v":50.21550566190971,"d":"50 "},null,"九戸村",{"v":50.21550566190971,"d":"50 "},{"v":0.4673424582289458,"d":"47%"},{"v":0.2969608786559964,"d":"30%"},{"v":0.010426774312029546,"d":"1%"},{"v":0.15995480526091987,"d":"16%"},{"v":0.08455825183454459,"d":"8%"},{"v":0.17065509332405746,"d":"17%"},{"v":0.26611786415274763,"d":"27%"},{"v":0.25976005297389193,"d":"26%"},{"v":0.08912852102655289,"d":"9%"},{"v":0.17063153194733907,"d":"17%"},{"v":0.006357811178855675,"d":"1%"},{"v":0,"d":"0%"},{"v":0.01132633245970456,"d":"1%"},{"v":1,"d":"100%"},null,"九戸村",{"v":23.46783785724643,"d":"23"},0,{"v":14.91204068351587,"d":"15"},0,{"v":0.5235857445011743,"d":"1"},0,{"v":8.032211429229386,"d":"8"},0,{"v":4.246135373758761,"d":"4"},{"v":1,"d":"(100%)"},null,0,{"$f":"VLOOKUP($AX32&\"_\"&$CW$14,データシート1!$A:$BT,MATCH($CW$12&\"_\"&CX$20,データシート1!$A$1:$BT$1,0),0)","v":0},{"$f":"VLOOKUP($AX32&\"_\"&$CW$14,データシート1!$A:$BT,MATCH($CW$12&\"_\"&CY$20,データシート1!$A$1:$BT$1,0),0)","v":0},{"$f":"VLOOKUP($AX32&\"_\"&$CW$14,データシート1!$A:$BT,MATCH($CW$12&\"_\"&CZ$20,データシート1!$A$1:$BT$1,0),0)","v":0},{"$f":"VLOOKUP($AX32&\"_\"&$CW$14,データシート1!$A:$BT,MATCH($CW$12&\"_\"&DA$20,データシート1!$A$1:$BT$1,0),0)","v":27.869},{"$f":"VLOOKUP($AX32&\"_\"&$CW$14,データシート1!$A:$BT,MATCH($CW$12&\"_\"&DB$20,データシート1!$A$1:$BT$1,0),0)","v":0},{"$f":"VLOOKUP($AX32&\"_\"&$CW$14,データシート1!$A:$BT,MATCH($CW$12&\"_\"&DC$20,データシート1!$A$1:$BT$1,0),0)","v":0},27.869,null,{"$f":"VLOOKUP($AX32&\"_\"&$DF$14,データシート1!$A:$BT,MATCH($DF$12&\"_\"&DF$20,データシート1!$A$1:$BT$1,0),0)","v":0},{"$f":"VLOOKUP($AX32&\"_\"&$DF$14,データシート1!$A:$BT,MATCH($DF$12&\"_\"&DG$20,データシート1!$A$1:$BT$1,0),0)","v":0},{"$f":"VLOOKUP($AX32&\"_\"&$DF$14,データシート1!$A:$BT,MATCH($DF$12&\"_\"&DH$20,データシート1!$A$1:$BT$1,0),0)","v":0},{"$f":"VLOOKUP($AX32&\"_\"&$DF$14,データシート1!$A:$BT,MATCH($DF$12&\"_\"&DI$20,データシート1!$A$1:$BT$1,0),0)","v":1},{"$f":"VLOOKUP($AX32&\"_\"&$DF$14,データシート1!$A:$BT,MATCH($DF$12&\"_\"&DJ$20,データシート1!$A$1:$BT$1,0),0)","v":0},{"$f":"VLOOKUP($AX32&\"_\"&$DF$14,データシート1!$A:$BT,MATCH($DF$12&\"_\"&DK$20,データシート1!$A$1:$BT$1,0),0)","v":0},1,null,0,0,0,{"v":1,"d":"100.0%"},0,0]
[{"$nulls":49},{"$f":"比較地域マスタ!$Y18","v":"43364"},{"$f":"IF(IFERROR(比較地域マスタ!$Z18,\"\")=0,\"\",IFERROR(比較地域マスタ!$Z18,\"\"))","v":"玉東町"},null,null,"43364","玉東町",{"v":21.3822094023376,"d":"21 "},{"v":2.559239753113077,"d":"3 "},{"$f":"VLOOKUP($AX33&\"_\"&$BC$14,データシート1!$A:$BT,MATCH($BC$12&\"_\"&BF$20,データシート1!$A$1:$BT$1,0),0)","v":{"v":1.949903033648289,"d":"2 "}},{"$f":"VLOOKUP($AX33&\"_\"&$BC$14,データシート1!$A:$BT,MATCH($BC$12&\"_\"&BG$20,データシート1!$A$1:$BT$1,0),0)","v":{"v":0.16568842297006633,"d":"0 "}},{"$f":"VLOOKUP($AX33&\"_\"&$BC$14,データシート1!$A:$BT,MATCH($BC$12&\"_\"&BH$20,データシート1!$A$1:$BT$1,0),0)","v":{"v":0.4436482964947217,"d":"0 "}},{"$f":"VLOOKUP($AX33&\"_\"&$BC$14,データシート1!$A:$BT,MATCH($BC$12&\"_\"&BI$20,データシート1!$A$1:$BT$1,0),0)","v":{"v":2.8072268805276703,"d":"3 "}},{"$f":"VLOOKUP($AX33&\"_\"&$BC$14,データシート1!$A:$BT,MATCH($BC$12&\"_\"&BJ$20,データシート1!$A$1:$BT$1,0),0)","v":{"v":3.708588765153016,"d":"4 "}},{"v":11.736106502532095,"d":"12 "},{"v":11.432143221421043,"d":"11 "},{"$f":"VLOOKUP($AX33&\"_\"&$BC$14,データシート1!$A:$BT,MATCH($BC$12&\"_\"&BM$20,データシート1!$A$1:$BT$1,0),0)","v":{"v":4.527280907601915,"d":"5 "}},{"$f":"VLOOKUP($AX33&\"_\"&$BC$14,データシート1!$A:$BT,MATCH($BC$12&\"_\"&BN$20,データシート1!$A$1:$BT$1,0),0)","v":{"v":6.904862313819128,"d":"7 "}},{"$f":"VLOOKUP($AX33&\"_\"&$BC$14,データシート1!$A:$BT,MATCH($BC$12&\"_\"&BO$20,データシート1!$A$1:$BT$1,0),0)","v":{"v":0.303963281111052,"d":"0 "}},{"$f":"VLOOKUP($AX33&\"_\"&$BC$14,データシート1!$A:$BT,MATCH($BC$12&\"_\"&BP$20,データシート1!$A$1:$BT$1,0),0)","v":{"v":0,"d":"0 "}},{"$f":"VLOOKUP($AX33&\"_\"&$BC$14,データシート1!$A:$BT,MATCH($BC$12&\"_\"&BQ$20,データシート1!$A$1:$BT$1,0),0)","v":{"v":0.5710475010117402,"d":"1 "}},{"v":21.3822094023376,"d":"21 "},null,"玉東町",{"v":21.3822094023376,"d":"21 "},{"v":0.11969014543620031,"d":"12%"},{"v":0.09119277605779676,"d":"9%"},{"v":7.7488916066808565E-3,"d":"1%"},{"v":0.020748477771722694,"d":"2%"},{"v":0.1312879706538077,"d":"13%"},{"v":0.17344272967168564,"d":"17%"},{"v":0.548872489353184,"d":"55%"},{"v":0.5346567796764364,"d":"53%"},{"v":0.21173120244098684,"d":"21%"},{"v":0.3229255772354496,"d":"32%"},{"v":0.014215709676747498,"d":"1%"},{"v":0,"d":"0%"},{"v":0.026706664885122237,"d":"3%"},{"v":1,"d":"100%"},null,"玉東町",{"v":2.559239753113077,"d":"3"},0,{"v":1.949903033648289,"d":"2"},0,{"v":0.16568842297006633,"d":"0"},0,{"v":0.4436482964947217,"d":"0"},0,{"v":2.8072268805276703,"d":"3"},0,null,0,{"$f":"VLOOKUP($AX33&\"_\"&$CW$14,データシート1!$A:$BT,MATCH($CW$12&\"_\"&CX$20,データシート1!$A$1:$BT$1,0),0)","v":0},{"$f":"VLOOKUP($AX33&\"_\"&$CW$14,データシート1!$A:$BT,MATCH($CW$12&\"_\"&CY$20,データシート1!$A$1:$BT$1,0),0)","v":0},{"$f":"VLOOKUP($AX33&\"_\"&$CW$14,データシート1!$A:$BT,MATCH($CW$12&\"_\"&CZ$20,データシート1!$A$1:$BT$1,0),0)","v":0},{"$f":"VLOOKUP($AX33&\"_\"&$CW$14,データシート1!$A:$BT,MATCH($CW$12&\"_\"&DA$20,データシート1!$A$1:$BT$1,0),0)","v":0},{"$f":"VLOOKUP($AX33&\"_\"&$CW$14,データシート1!$A:$BT,MATCH($CW$12&\"_\"&DB$20,データシート1!$A$1:$BT$1,0),0)","v":0},{"$f":"VLOOKUP($AX33&\"_\"&$CW$14,データシート1!$A:$BT,MATCH($CW$12&\"_\"&DC$20,データシート1!$A$1:$BT$1,0),0)","v":0},0,null,{"$f":"VLOOKUP($AX33&\"_\"&$DF$14,データシート1!$A:$BT,MATCH($DF$12&\"_\"&DF$20,データシート1!$A$1:$BT$1,0),0)","v":0},{"$f":"VLOOKUP($AX33&\"_\"&$DF$14,データシート1!$A:$BT,MATCH($DF$12&\"_\"&DG$20,データシート1!$A$1:$BT$1,0),0)","v":0},{"$f":"VLOOKUP($AX33&\"_\"&$DF$14,データシート1!$A:$BT,MATCH($DF$12&\"_\"&DH$20,データシート1!$A$1:$BT$1,0),0)","v":0},{"$f":"VLOOKUP($AX33&\"_\"&$DF$14,データシート1!$A:$BT,MATCH($DF$12&\"_\"&DI$20,データシート1!$A$1:$BT$1,0),0)","v":0},{"$f":"VLOOKUP($AX33&\"_\"&$DF$14,データシート1!$A:$BT,MATCH($DF$12&\"_\"&DJ$20,データシート1!$A$1:$BT$1,0),0)","v":0},{"$f":"VLOOKUP($AX33&\"_\"&$DF$14,データシート1!$A:$BT,MATCH($DF$12&\"_\"&DK$20,データシート1!$A$1:$BT$1,0),0)","v":0},0,null,0,0,0,0,0,0]
[{"$nulls":49},{"$f":"比較地域マスタ!$Y19","v":"30383"},{"$f":"IF(IFERROR(比較地域マスタ!$Z19,\"\")=0,\"\",IFERROR(比較地域マスタ!$Z19,\"\"))","v":"由良町"},null,null,"30383","由良町",{"v":70.96923326621882,"d":"71 "},{"v":41.43142840849004,"d":"41 "},{"$f":"VLOOKUP($AX34&\"_\"&$BC$14,データシート1!$A:$BT,MATCH($BC$12&\"_\"&BF$20,データシート1!$A$1:$BT$1,0),0)","v":{"v":40.40095725207528,"d":"40 "}},{"$f":"VLOOKUP($AX34&\"_\"&$BC$14,データシート1!$A:$BT,MATCH($BC$12&\"_\"&BG$20,データシート1!$A$1:$BT$1,0),0)","v":{"v":0.370806668486826,"d":"0 "}},{"$f":"VLOOKUP($AX34&\"_\"&$BC$14,データシート1!$A:$BT,MATCH($BC$12&\"_\"&BH$20,データシート1!$A$1:$BT$1,0),0)","v":{"v":0.6596644879279345,"d":"1 "}},{"$f":"VLOOKUP($AX34&\"_\"&$BC$14,データシート1!$A:$BT,MATCH($BC$12&\"_\"&BI$20,データシート1!$A$1:$BT$1,0),0)","v":{"v":3.713351046484254,"d":"4 "}},{"$f":"VLOOKUP($AX34&\"_\"&$BC$14,データシート1!$A:$BT,MATCH($BC$12&\"_\"&BJ$20,データシート1!$A$1:$BT$1,0),0)","v":{"v":5.638592896349685,"d":"6 "}},{"v":19.81269886967824,"d":"20 "},{"v":9.97428087457202,"d":"10 "},{"$f":"VLOOKUP($AX34&\"_\"&$BC$14,データシート1!$A:$BT,MATCH($BC$12&\"_\"&BM$20,データシート1!$A$1:$BT$1,0),0)","v":{"v":4.463401531241275,"d":"4 "}},{"$f":"VLOOKUP($AX34&\"_\"&$BC$14,データシート1!$A:$BT,MATCH($BC$12&\"_\"&BN$20,データシート1!$A$1:$BT$1,0),0)","v":{"v":5.510879343330744,"d":"6 "}},{"$f":"VLOOKUP($AX34&\"_\"&$BC$14,データシート1!$A:$BT,MATCH($BC$12&\"_\"&BO$20,データシート1!$A$1:$BT$1,0),0)","v":{"v":0.317041993168077,"d":"0 "}},{"$f":"VLOOKUP($AX34&\"_\"&$BC$14,データシート1!$A:$BT,MATCH($BC$12&\"_\"&BP$20,データシート1!$A$1:$BT$1,0),0)","v":{"v":9.521376001938142,"d":"10 "}},{"$f":"VLOOKUP($AX34&\"_\"&$BC$14,データシート1!$A:$BT,MATCH($BC$12&\"_\"&BQ$20,データシート1!$A$1:$BT$1,0),0)","v":{"v":0.3731620452166061,"d":"0 "}},{"v":70.96923326621882,"d":"71 "},null,"由良町",{"v":70.96923326621882,"d":"71 "},{"v":0.5837942232385833,"d":"58%"},{"v":0.5692742529783823,"d":"57%"},{"v":0.005224893258968447,"d":"1%"},{"v":0.009295077001232492,"d":"1%"},{"v":0.052323392484103386,"d":"5%"},{"v":0.07945123029860379,"d":"8%"},{"v":0.27917307201780117,"d":"28%"},{"v":0.14054373163588557,"d":"14%"},{"v":0.06289206358617719,"d":"6%"},{"v":0.07765166804970837,"d":"8%"},{"v":0.004467316026633589,"d":"0%"},{"v":0.13416202435528204,"d":"13%"},{"v":0.005258081960908409,"d":"1%"},{"v":1,"d":"100%"},null,"由良町",{"v":41.43142840849004,"d":"41"},{"v":0.194755534867017,"d":"(19%)"},{"v":40.40095725207528,"d":"40"},{"v":0.19972299046418066,"d":"(20%)"},{"v":0.370806668486826,"d":"0"},0,{"v":0.6596644879279345,"d":"1"},0,{"v":3.713351046484254,"d":"4"},0,null,8.069,{"$f":"VLOOKUP($AX34&\"_\"&$CW$14,データシート1!$A:$BT,MATCH($CW$12&\"_\"&CX$20,データシート1!$A$1:$BT$1,0),0)","v":8.069},{"$f":"VLOOKUP($AX34&\"_\"&$CW$14,データシート1!$A:$BT,MATCH($CW$12&\"_\"&CY$20,データシート1!$A$1:$BT$1,0),0)","v":0},{"$f":"VLOOKUP($AX34&\"_\"&$CW$14,データシート1!$A:$BT,MATCH($CW$12&\"_\"&CZ$20,データシート1!$A$1:$BT$1,0),0)","v":0},{"$f":"VLOOKUP($AX34&\"_\"&$CW$14,データシート1!$A:$BT,MATCH($CW$12&\"_\"&DA$20,データシート1!$A$1:$BT$1,0),0)","v":0},{"$f":"VLOOKUP($AX34&\"_\"&$CW$14,データシート1!$A:$BT,MATCH($CW$12&\"_\"&DB$20,データシート1!$A$1:$BT$1,0),0)","v":0},{"$f":"VLOOKUP($AX34&\"_\"&$CW$14,データシート1!$A:$BT,MATCH($CW$12&\"_\"&DC$20,データシート1!$A$1:$BT$1,0),0)","v":0},8.069,null,{"$f":"VLOOKUP($AX34&\"_\"&$DF$14,データシート1!$A:$BT,MATCH($DF$12&\"_\"&DF$20,データシート1!$A$1:$BT$1,0),0)","v":2},{"$f":"VLOOKUP($AX34&\"_\"&$DF$14,データシート1!$A:$BT,MATCH($DF$12&\"_\"&DG$20,データシート1!$A$1:$BT$1,0),0)","v":0},{"$f":"VLOOKUP($AX34&\"_\"&$DF$14,データシート1!$A:$BT,MATCH($DF$12&\"_\"&DH$20,データシート1!$A$1:$BT$1,0),0)","v":0},{"$f":"VLOOKUP($AX34&\"_\"&$DF$14,データシート1!$A:$BT,MATCH($DF$12&\"_\"&DI$20,データシート1!$A$1:$BT$1,0),0)","v":0},{"$f":"VLOOKUP($AX34&\"_\"&$DF$14,データシート1!$A:$BT,MATCH($DF$12&\"_\"&DJ$20,データシート1!$A$1:$BT$1,0),0)","v":0},{"$f":"VLOOKUP($AX34&\"_\"&$DF$14,データシート1!$A:$BT,MATCH($DF$12&\"_\"&DK$20,データシート1!$A$1:$BT$1,0),0)","v":0},2,null,{"v":1,"d":"100.0%"},0,0,0,0,0]
[{"$nulls":49},{"$f":"比較地域マスタ!$Y20","v":"29402"},{"$f":"IF(IFERROR(比較地域マスタ!$Z20,\"\")=0,\"\",IFERROR(比較地域マスタ!$Z20,\"\"))","v":"明日香村"},null,null,"29402","明日香村",{"v":20.83292891766198,"d":"21 "},{"v":2.0709364314383927,"d":"2 "},{"$f":"VLOOKUP($AX35&\"_\"&$BC$14,データシート1!$A:$BT,MATCH($BC$12&\"_\"&BF$20,データシート1!$A$1:$BT$1,0),0)","v":{"v":0.4202099914548299,"d":"0 "}},{"$f":"VLOOKUP($AX35&\"_\"&$BC$14,データシート1!$A:$BT,MATCH($BC$12&\"_\"&BG$20,データシート1!$A$1:$BT$1,0),0)","v":{"v":0.440370090061667,"d":"0 "}},{"$f":"VLOOKUP($AX35&\"_\"&$BC$14,データシート1!$A:$BT,MATCH($BC$12&\"_\"&BH$20,データシート1!$A$1:$BT$1,0),0)","v":{"v":1.2103563499218957,"d":"1 "}},{"$f":"VLOOKUP($AX35&\"_\"&$BC$14,データシート1!$A:$BT,MATCH($BC$12&\"_\"&BI$20,データシート1!$A$1:$BT$1,0),0)","v":{"v":3.7849667973353758,"d":"4 "}},{"$f":"VLOOKUP($AX35&\"_\"&$BC$14,データシート1!$A:$BT,MATCH($BC$12&\"_\"&BJ$20,データシート1!$A$1:$BT$1,0),0)","v":{"v":5.2475048305885945,"d":"5 "}},{"v":9.729520858299617,"d":"10 "},{"v":9.415339833394015,"d":"9 "},{"$f":"VLOOKUP($AX35&\"_\"&$BC$14,データシート1!$A:$BT,MATCH($BC$12&\"_\"&BM$20,データシート1!$A$1:$BT$1,0),0)","v":{"v":4.262249452488623,"d":"4 "}},{"$f":"VLOOKUP($AX35&\"_\"&$BC$14,データシート1!$A:$BT,MATCH($BC$12&\"_\"&BN$20,データシート1!$A$1:$BT$1,0),0)","v":{"v":5.153090380905392,"d":"5 "}},{"$f":"VLOOKUP($AX35&\"_\"&$BC$14,データシート1!$A:$BT,MATCH($BC$12&\"_\"&BO$20,データシート1!$A$1:$BT$1,0),0)","v":{"v":0.314181024905603,"d":"0 "}},{"$f":"VLOOKUP($AX35&\"_\"&$BC$14,データシート1!$A:$BT,MATCH($BC$12&\"_\"&BP$20,データシート1!$A$1:$BT$1,0),0)","v":{"v":0,"d":"0 "}},{"$f":"VLOOKUP($AX35&\"_\"&$BC$14,データシート1!$A:$BT,MATCH($BC$12&\"_\"&BQ$20,データシート1!$A$1:$BT$1,0),0)","v":{"v":0,"d":"0 "}},{"v":20.83292891766198,"d":"21 "},null,"明日香村",{"v":20.83292891766198,"d":"21 "},{"v":0.099406878390617,"d":"10%"},{"v":0.02017047113805392,"d":"2%"},{"v":0.021138174656196565,"d":"2%"},{"v":0.058098232596366504,"d":"6%"},{"v":0.18168193307310299,"d":"18%"},{"v":0.2518851214501963,"d":"25%"},{"v":0.4670260670860837,"d":"47%"},{"v":0.4519450851393137,"d":"45%"},{"v":0.20459194524852067,"d":"20%"},{"v":0.24735313989079308,"d":"25%"},{"v":0.01508098194677,"d":"2%"},{"v":0,"d":"0%"},{"v":0,"d":"0%"},{"v":1,"d":"100%"},null,"明日香村",{"v":2.0709364314383927,"d":"2"},0,{"v":0.4202099914548299,"d":"0"},0,{"v":0.440370090061667,"d":"0"},0,{"v":1.2103563499218957,"d":"1"},0,{"v":3.7849667973353758,"d":"4"},0,null,0,{"$f":"VLOOKUP($AX35&\"_\"&$CW$14,データシート1!$A:$BT,MATCH($CW$12&\"_\"&CX$20,データシート1!$A$1:$BT$1,0),0)","v":0},{"$f":"VLOOKUP($AX35&\"_\"&$CW$14,データシート1!$A:$BT,MATCH($CW$12&\"_\"&CY$20,データシート1!$A$1:$BT$1,0),0)","v":0},{"$f":"VLOOKUP($AX35&\"_\"&$CW$14,データシート1!$A:$BT,MATCH($CW$12&\"_\"&CZ$20,データシート1!$A$1:$BT$1,0),0)","v":0},{"$f":"VLOOKUP($AX35&\"_\"&$CW$14,データシート1!$A:$BT,MATCH($CW$12&\"_\"&DA$20,データシート1!$A$1:$BT$1,0),0)","v":0},{"$f":"VLOOKUP($AX35&\"_\"&$CW$14,データシート1!$A:$BT,MATCH($CW$12&\"_\"&DB$20,データシート1!$A$1:$BT$1,0),0)","v":0},{"$f":"VLOOKUP($AX35&\"_\"&$CW$14,データシート1!$A:$BT,MATCH($CW$12&\"_\"&DC$20,データシート1!$A$1:$BT$1,0),0)","v":0},0,null,{"$f":"VLOOKUP($AX35&\"_\"&$DF$14,データシート1!$A:$BT,MATCH($DF$12&\"_\"&DF$20,データシート1!$A$1:$BT$1,0),0)","v":0},{"$f":"VLOOKUP($AX35&\"_\"&$DF$14,データシート1!$A:$BT,MATCH($DF$12&\"_\"&DG$20,データシート1!$A$1:$BT$1,0),0)","v":0},{"$f":"VLOOKUP($AX35&\"_\"&$DF$14,データシート1!$A:$BT,MATCH($DF$12&\"_\"&DH$20,データシート1!$A$1:$BT$1,0),0)","v":0},{"$f":"VLOOKUP($AX35&\"_\"&$DF$14,データシート1!$A:$BT,MATCH($DF$12&\"_\"&DI$20,データシート1!$A$1:$BT$1,0),0)","v":0},{"$f":"VLOOKUP($AX35&\"_\"&$DF$14,データシート1!$A:$BT,MATCH($DF$12&\"_\"&DJ$20,データシート1!$A$1:$BT$1,0),0)","v":0},{"$f":"VLOOKUP($AX35&\"_\"&$DF$14,データシート1!$A:$BT,MATCH($DF$12&\"_\"&DK$20,データシート1!$A$1:$BT$1,0),0)","v":0},0,null,0,0,0,0,0,0]
[{"$nulls":49},{"$f":"比較地域マスタ!$Y21","v":"02307"},{"$f":"IF(IFERROR(比較地域マスタ!$Z21,\"\")=0,\"\",IFERROR(比較地域マスタ!$Z21,\"\"))","v":"外ヶ浜町"},null,null,"02307","外ヶ浜町",{"v":46.03810945431952,"d":"46 "},{"v":17.591307764136566,"d":"18 "},{"$f":"VLOOKUP($AX36&\"_\"&$BC$14,データシート1!$A:$BT,MATCH($BC$12&\"_\"&BF$20,データシート1!$A$1:$BT$1,0),0)","v":{"v":6.81823226889865,"d":"7 "}},{"$f":"VLOOKUP($AX36&\"_\"&$BC$14,データシート1!$A:$BT,MATCH($BC$12&\"_\"&BG$20,データシート1!$A$1:$BT$1,0),0)","v":{"v":0.9421451699794362,"d":"1 "}},{"$f":"VLOOKUP($AX36&\"_\"&$BC$14,データシート1!$A:$BT,MATCH($BC$12&\"_\"&BH$20,データシート1!$A$1:$BT$1,0),0)","v":{"v":9.83093032525848,"d":"10 "}},{"$f":"VLOOKUP($AX36&\"_\"&$BC$14,データシート1!$A:$BT,MATCH($BC$12&\"_\"&BI$20,データシート1!$A$1:$BT$1,0),0)","v":{"v":5.902371862054105,"d":"6 "}},{"$f":"VLOOKUP($AX36&\"_\"&$BC$14,データシート1!$A:$BT,MATCH($BC$12&\"_\"&BJ$20,データシート1!$A$1:$BT$1,0),0)","v":{"v":12.707535486330114,"d":"13 "}},{"v":9.116849013510729,"d":"9 "},{"v":8.794493793569485,"d":"9 "},{"$f":"VLOOKUP($AX36&\"_\"&$BC$14,データシート1!$A:$BT,MATCH($BC$12&\"_\"&BM$20,データシート1!$A$1:$BT$1,0),0)","v":{"v":3.7389822205982797,"d":"4 "}},{"$f":"VLOOKUP($AX36&\"_\"&$BC$14,データシート1!$A:$BT,MATCH($BC$12&\"_\"&BN$20,データシート1!$A$1:$BT$1,0),0)","v":{"v":5.055511572971206,"d":"5 "}},{"$f":"VLOOKUP($AX36&\"_\"&$BC$14,データシート1!$A:$BT,MATCH($BC$12&\"_\"&BO$20,データシート1!$A$1:$BT$1,0),0)","v":{"v":0.322355219941244,"d":"0 "}},{"$f":"VLOOKUP($AX36&\"_\"&$BC$14,データシート1!$A:$BT,MATCH($BC$12&\"_\"&BP$20,データシート1!$A$1:$BT$1,0),0)","v":{"v":0,"d":"0 "}},{"$f":"VLOOKUP($AX36&\"_\"&$BC$14,データシート1!$A:$BT,MATCH($BC$12&\"_\"&BQ$20,データシート1!$A$1:$BT$1,0),0)","v":{"v":0.720045328288,"d":"1 "}},{"v":46.03810945431952,"d":"46 "},null,"外ヶ浜町",{"v":46.03810945431952,"d":"46 "},{"v":0.3821031743623448,"d":"38%"},{"v":0.14809974496593778,"d":"15%"},{"v":0.020464462619045266,"d":"2%"},{"v":0.21353896677736176,"d":"21%"},{"v":0.12820621724075415,"d":"13%"},{"v":0.27602209640990877,"d":"28%"},{"v":0.19802831005814342,"d":"20%"},{"v":0.19102638874204125,"d":"19%"},{"v":0.0812149383394689,"d":"8%"},{"v":0.10981145040257237,"d":"11%"},{"v":0.007001921316102155,"d":"1%"},{"v":0,"d":"0%"},{"v":0.015640201928848796,"d":"2%"},{"v":1,"d":"100%"},null,"外ヶ浜町",{"v":17.591307764136566,"d":"18"},0,{"v":6.81823226889865,"d":"7"},0,{"v":0.9421451699794362,"d":"1"},0,{"v":9.83093032525848,"d":"10"},0,{"v":5.902371862054105,"d":"6"},0,null,0,{"$f":"VLOOKUP($AX36&\"_\"&$CW$14,データシート1!$A:$BT,MATCH($CW$12&\"_\"&CX$20,データシート1!$A$1:$BT$1,0),0)","v":0},{"$f":"VLOOKUP($AX36&\"_\"&$CW$14,データシート1!$A:$BT,MATCH($CW$12&\"_\"&CY$20,データシート1!$A$1:$BT$1,0),0)","v":0},{"$f":"VLOOKUP($AX36&\"_\"&$CW$14,データシート1!$A:$BT,MATCH($CW$12&\"_\"&CZ$20,データシート1!$A$1:$BT$1,0),0)","v":0},{"$f":"VLOOKUP($AX36&\"_\"&$CW$14,データシート1!$A:$BT,MATCH($CW$12&\"_\"&DA$20,データシート1!$A$1:$BT$1,0),0)","v":0},{"$f":"VLOOKUP($AX36&\"_\"&$CW$14,データシート1!$A:$BT,MATCH($CW$12&\"_\"&DB$20,データシート1!$A$1:$BT$1,0),0)","v":0},{"$f":"VLOOKUP($AX36&\"_\"&$CW$14,データシート1!$A:$BT,MATCH($CW$12&\"_\"&DC$20,データシート1!$A$1:$BT$1,0),0)","v":0},0,null,{"$f":"VLOOKUP($AX36&\"_\"&$DF$14,データシート1!$A:$BT,MATCH($DF$12&\"_\"&DF$20,データシート1!$A$1:$BT$1,0),0)","v":0},{"$f":"VLOOKUP($AX36&\"_\"&$DF$14,データシート1!$A:$BT,MATCH($DF$12&\"_\"&DG$20,データシート1!$A$1:$BT$1,0),0)","v":0},{"$f":"VLOOKUP($AX36&\"_\"&$DF$14,データシート1!$A:$BT,MATCH($DF$12&\"_\"&DH$20,データシート1!$A$1:$BT$1,0),0)","v":0},{"$f":"VLOOKUP($AX36&\"_\"&$DF$14,データシート1!$A:$BT,MATCH($DF$12&\"_\"&DI$20,データシート1!$A$1:$BT$1,0),0)","v":0},{"$f":"VLOOKUP($AX36&\"_\"&$DF$14,データシート1!$A:$BT,MATCH($DF$12&\"_\"&DJ$20,データシート1!$A$1:$BT$1,0),0)","v":0},{"$f":"VLOOKUP($AX36&\"_\"&$DF$14,データシート1!$A:$BT,MATCH($DF$12&\"_\"&DK$20,データシート1!$A$1:$BT$1,0),0)","v":0},0,null,0,0,0,0,0,0]
[{"$nulls":49},{"$f":"比較地域マスタ!$Y22","v":"01604"},{"$f":"IF(IFERROR(比較地域マスタ!$Z22,\"\")=0,\"\",IFERROR(比較地域マスタ!$Z22,\"\"))","v":"新冠町"},null,null,"01604","新冠町",{"v":68.64531460404622,"d":"69 "},{"v":36.35357067839299,"d":"36 "},{"$f":"VLOOKUP($AX37&\"_\"&$BC$14,データシート1!$A:$BT,MATCH($BC$12&\"_\"&BF$20,データシート1!$A$1:$BT$1,0),0)","v":{"v":4.93489962472517,"d":"5 "}},{"$f":"VLOOKUP($AX37&\"_\"&$BC$14,データシート1!$A:$BT,MATCH($BC$12&\"_\"&BG$20,データシート1!$A$1:$BT$1,0),0)","v":{"v":0.7792477555492459,"d":"1 "}},{"$f":"VLOOKUP($AX37&\"_\"&$BC$14,データシート1!$A:$BT,MATCH($BC$12&\"_\"&BH$20,データシート1!$A$1:$BT$1,0),0)","v":{"v":30.639423298118572,"d":"31 "}},{"$f":"VLOOKUP($AX37&\"_\"&$BC$14,データシート1!$A:$BT,MATCH($BC$12&\"_\"&BI$20,データシート1!$A$1:$BT$1,0),0)","v":{"v":5.7924152564397415,"d":"6 "}},{"$f":"VLOOKUP($AX37&\"_\"&$BC$14,データシート1!$A:$BT,MATCH($BC$12&\"_\"&BJ$20,データシート1!$A$1:$BT$1,0),0)","v":{"v":12.090888420890744,"d":"12 "}},{"v":13.682515617436362,"d":"14 "},{"v":13.37604169070722,"d":"13 "},{"$f":"VLOOKUP($AX37&\"_\"&$BC$14,データシート1!$A:$BT,MATCH($BC$12&\"_\"&BM$20,データシート1!$A$1:$BT$1,0),0)","v":{"v":5.026083697481802,"d":"5 "}},{"$f":"VLOOKUP($AX37&\"_\"&$BC$14,データシート1!$A:$BT,MATCH($BC$12&\"_\"&BN$20,データシート1!$A$1:$BT$1,0),0)","v":{"v":8.349957993225418,"d":"8 "}},{"$f":"VLOOKUP($AX37&\"_\"&$BC$14,データシート1!$A:$BT,MATCH($BC$12&\"_\"&BO$20,データシート1!$A$1:$BT$1,0),0)","v":{"v":0.306473926729142,"d":"0 "}},{"$f":"VLOOKUP($AX37&\"_\"&$BC$14,データシート1!$A:$BT,MATCH($BC$12&\"_\"&BP$20,データシート1!$A$1:$BT$1,0),0)","v":{"v":0,"d":"0 "}},{"$f":"VLOOKUP($AX37&\"_\"&$BC$14,データシート1!$A:$BT,MATCH($BC$12&\"_\"&BQ$20,データシート1!$A$1:$BT$1,0),0)","v":{"v":0.7259246308863845,"d":"1 "}},{"v":68.64531460404622,"d":"69 "},null,"新冠町",{"v":68.64531460404622,"d":"69 "},{"v":0.5295856081086439,"d":"53%"},{"v":0.07188982457419298,"d":"7%"},{"v":0.011351798153217496,"d":"1%"},{"v":0.4463439853812334,"d":"45%"},{"v":0.08438180070775456,"d":"8%"},{"v":0.1761356691368133,"d":"18%"},{"v":0.199321915798021,"d":"20%"},{"v":0.19485731499464617,"d":"19%"},{"v":0.07321816101321423,"d":"7%"},{"v":0.12163915398143196,"d":"12%"},{"v":0.00446460080337482,"d":"0%"},{"v":0,"d":"0%"},{"v":0.010575006248767279,"d":"1%"},{"v":1,"d":"100%"},null,"新冠町",{"v":36.35357067839299,"d":"36"},0,{"v":4.93489962472517,"d":"5"},0,{"v":0.7792477555492459,"d":"1"},0,{"v":30.639423298118572,"d":"31"},0,{"v":5.7924152564397415,"d":"6"},0,null,0,{"$f":"VLOOKUP($AX37&\"_\"&$CW$14,データシート1!$A:$BT,MATCH($CW$12&\"_\"&CX$20,データシート1!$A$1:$BT$1,0),0)","v":0},{"$f":"VLOOKUP($AX37&\"_\"&$CW$14,データシート1!$A:$BT,MATCH($CW$12&\"_\"&CY$20,データシート1!$A$1:$BT$1,0),0)","v":0},{"$f":"VLOOKUP($AX37&\"_\"&$CW$14,データシート1!$A:$BT,MATCH($CW$12&\"_\"&CZ$20,データシート1!$A$1:$BT$1,0),0)","v":0},{"$f":"VLOOKUP($AX37&\"_\"&$CW$14,データシート1!$A:$BT,MATCH($CW$12&\"_\"&DA$20,データシート1!$A$1:$BT$1,0),0)","v":0},{"$f":"VLOOKUP($AX37&\"_\"&$CW$14,データシート1!$A:$BT,MATCH($CW$12&\"_\"&DB$20,データシート1!$A$1:$BT$1,0),0)","v":0},{"$f":"VLOOKUP($AX37&\"_\"&$CW$14,データシート1!$A:$BT,MATCH($CW$12&\"_\"&DC$20,データシート1!$A$1:$BT$1,0),0)","v":0},0,null,{"$f":"VLOOKUP($AX37&\"_\"&$DF$14,データシート1!$A:$BT,MATCH($DF$12&\"_\"&DF$20,データシート1!$A$1:$BT$1,0),0)","v":0},{"$f":"VLOOKUP($AX37&\"_\"&$DF$14,データシート1!$A:$BT,MATCH($DF$12&\"_\"&DG$20,データシート1!$A$1:$BT$1,0),0)","v":0},{"$f":"VLOOKUP($AX37&\"_\"&$DF$14,データシート1!$A:$BT,MATCH($DF$12&\"_\"&DH$20,データシート1!$A$1:$BT$1,0),0)","v":0},{"$f":"VLOOKUP($AX37&\"_\"&$DF$14,データシート1!$A:$BT,MATCH($DF$12&\"_\"&DI$20,データシート1!$A$1:$BT$1,0),0)","v":0},{"$f":"VLOOKUP($AX37&\"_\"&$DF$14,データシート1!$A:$BT,MATCH($DF$12&\"_\"&DJ$20,データシート1!$A$1:$BT$1,0),0)","v":0},{"$f":"VLOOKUP($AX37&\"_\"&$DF$14,データシート1!$A:$BT,MATCH($DF$12&\"_\"&DK$20,データシート1!$A$1:$BT$1,0),0)","v":0},0,null,0,0,{"$f":"IF($DD37=0,0,ROUND(CZ37/$DD37,2))","v":0},{"$f":"IF($DD37=0,0,ROUND(DA37/$DD37,2))","v":0},{"$f":"IF($DD37=0,0,ROUND(DB37/$DD37,2))","v":0},0]
[{"$nulls":49},{"$f":"比較地域マスタ!$Y23","v":"46535"},{"$f":"IF(IFERROR(比較地域マスタ!$Z23,\"\")=0,\"\",IFERROR(比較地域マスタ!$Z23,\"\"))","v":"与論町"},null,null,"46535","与論町",{"v":46.83350527925896,"d":"47 "},{"v":1.4315768013188825,"d":"1 "},{"$f":"VLOOKUP($AX38&\"_\"&$BC$14,データシート1!$A:$BT,MATCH($BC$12&\"_\"&BF$20,データシート1!$A$1:$BT$1,0),0)","v":{"v":0.32893221175767434,"d":"0 "}},{"$f":"VLOOKUP($AX38&\"_\"&$BC$14,データシート1!$A:$BT,MATCH($BC$12&\"_\"&BG$20,データシート1!$A$1:$BT$1,0),0)","v":{"v":0.5139455461313583,"d":"1 "}},{"$f":"VLOOKUP($AX38&\"_\"&$BC$14,データシート1!$A:$BT,MATCH($BC$12&\"_\"&BH$20,データシート1!$A$1:$BT$1,0),0)","v":{"v":0.5886990434298498,"d":"1 "}},{"$f":"VLOOKUP($AX38&\"_\"&$BC$14,データシート1!$A:$BT,MATCH($BC$12&\"_\"&BI$20,データシート1!$A$1:$BT$1,0),0)","v":{"v":5.811551022802108,"d":"6 "}},{"$f":"VLOOKUP($AX38&\"_\"&$BC$14,データシート1!$A:$BT,MATCH($BC$12&\"_\"&BJ$20,データシート1!$A$1:$BT$1,0),0)","v":{"v":4.836952643333408,"d":"5 "}},{"v":33.83632368180456,"d":"34 "},{"v":10.944199508968772,"d":"11 "},{"$f":"VLOOKUP($AX38&\"_\"&$BC$14,データシート1!$A:$BT,MATCH($BC$12&\"_\"&BM$20,データシート1!$A$1:$BT$1,0),0)","v":{"v":2.6081813454482363,"d":"3 "}},{"$f":"VLOOKUP($AX38&\"_\"&$BC$14,データシート1!$A:$BT,MATCH($BC$12&\"_\"&BN$20,データシート1!$A$1:$BT$1,0),0)","v":{"v":8.336018163520537,"d":"8 "}},{"$f":"VLOOKUP($AX38&\"_\"&$BC$14,データシート1!$A:$BT,MATCH($BC$12&\"_\"&BO$20,データシート1!$A$1:$BT$1,0),0)","v":{"v":0.300693603096795,"d":"0 "}},{"$f":"VLOOKUP($AX38&\"_\"&$BC$14,データシート1!$A:$BT,MATCH($BC$12&\"_\"&BP$20,データシート1!$A$1:$BT$1,0),0)","v":{"v":22.59143056973899,"d":"23 "}},{"$f":"VLOOKUP($AX38&\"_\"&$BC$14,データシート1!$A:$BT,MATCH($BC$12&\"_\"&BQ$20,データシート1!$A$1:$BT$1,0),0)","v":{"v":0.9171011299999999,"d":"1 "}},{"v":46.83350527925896,"d":"47 "},null,"与論町",{"v":46.83350527925896,"d":"47 "},{"v":0.030567363958402694,"d":"3%"},{"v":0.007023437810095922,"d":"1%"},{"v":0.010973885961915564,"d":"1%"},{"v":0.012570040186391206,"d":"1%"},{"v":0.12408960183844825,"d":"12%"},{"v":0.10327974842992454,"d":"10%"},{"v":0.7224811271342009,"d":"72%"},{"v":0.23368311732616784,"d":"23%"},{"v":0.05569050042050377,"d":"6%"},{"v":0.1779926169056641,"d":"18%"},{"v":0.006420480408285015,"d":"1%"},{"v":0.482377529399748,"d":"48%"},{"v":0.01958215863902364,"d":"2%"},{"v":1,"d":"100%"},null,"与論町",{"v":1.4315768013188825,"d":"1"},0,{"v":0.32893221175767434,"d":"0"},0,{"v":0.5139455461313583,"d":"1"},0,{"v":0.5886990434298498,"d":"1"},0,{"v":5.811551022802108,"d":"6"},0,null,0,{"$f":"VLOOKUP($AX38&\"_\"&$CW$14,データシート1!$A:$BT,MATCH($CW$12&\"_\"&CX$20,データシート1!$A$1:$BT$1,0),0)","v":0},{"$f":"VLOOKUP($AX38&\"_\"&$CW$14,データシート1!$A:$BT,MATCH($CW$12&\"_\"&CY$20,データシート1!$A$1:$BT$1,0),0)","v":0},{"$f":"VLOOKUP($AX38&\"_\"&$CW$14,データシート1!$A:$BT,MATCH($CW$12&\"_\"&CZ$20,データシート1!$A$1:$BT$1,0),0)","v":0},{"$f":"VLOOKUP($AX38&\"_\"&$CW$14,データシート1!$A:$BT,MATCH($CW$12&\"_\"&DA$20,データシート1!$A$1:$BT$1,0),0)","v":0},{"$f":"VLOOKUP($AX38&\"_\"&$CW$14,データシート1!$A:$BT,MATCH($CW$12&\"_\"&DB$20,データシート1!$A$1:$BT$1,0),0)","v":0.649},{"$f":"VLOOKUP($AX38&\"_\"&$CW$14,データシート1!$A:$BT,MATCH($CW$12&\"_\"&DC$20,データシート1!$A$1:$BT$1,0),0)","v":0},0.649,null,{"$f":"VLOOKUP($AX38&\"_\"&$DF$14,データシート1!$A:$BT,MATCH($DF$12&\"_\"&DF$20,データシート1!$A$1:$BT$1,0),0)","v":0},{"$f":"VLOOKUP($AX38&\"_\"&$DF$14,データシート1!$A:$BT,MATCH($DF$12&\"_\"&DG$20,データシート1!$A$1:$BT$1,0),0)","v":0},{"$f":"VLOOKUP($AX38&\"_\"&$DF$14,データシート1!$A:$BT,MATCH($DF$12&\"_\"&DH$20,データシート1!$A$1:$BT$1,0),0)","v":0},{"$f":"VLOOKUP($AX38&\"_\"&$DF$14,データシート1!$A:$BT,MATCH($DF$12&\"_\"&DI$20,データシート1!$A$1:$BT$1,0),0)","v":0},{"$f":"VLOOKUP($AX38&\"_\"&$DF$14,データシート1!$A:$BT,MATCH($DF$12&\"_\"&DJ$20,データシート1!$A$1:$BT$1,0),0)","v":1},{"$f":"VLOOKUP($AX38&\"_\"&$DF$14,データシート1!$A:$BT,MATCH($DF$12&\"_\"&DK$20,データシート1!$A$1:$BT$1,0),0)","v":0},1,null,0,0,0,0,{"v":1,"d":"100.0%"},0]
[{"$nulls":49},{"$f":"比較地域マスタ!$Y24","v":"40608"},{"$f":"IF(IFERROR(比較地域マスタ!$Z24,\"\")=0,\"\",IFERROR(比較地域マスタ!$Z24,\"\"))","v":"大任町"},null,null,"40608","大任町",{"v":28.52281753904937,"d":"29 "},{"v":4.372513840959654,"d":"4 "},{"$f":"VLOOKUP($AX39&\"_\"&$BC$14,データシート1!$A:$BT,MATCH($BC$12&\"_\"&BF$20,データシート1!$A$1:$BT$1,0),0)","v":{"v":4.026909980526847,"d":"4 "}},{"$f":"VLOOKUP($AX39&\"_\"&$BC$14,データシート1!$A:$BT,MATCH($BC$12&\"_\"&BG$20,データシート1!$A$1:$BT$1,0),0)","v":{"v":0.3198426869543608,"d":"0 "}},{"$f":"VLOOKUP($AX39&\"_\"&$BC$14,データシート1!$A:$BT,MATCH($BC$12&\"_\"&BH$20,データシート1!$A$1:$BT$1,0),0)","v":{"v":0.025761173478445604,"d":"0 "}},{"$f":"VLOOKUP($AX39&\"_\"&$BC$14,データシート1!$A:$BT,MATCH($BC$12&\"_\"&BI$20,データシート1!$A$1:$BT$1,0),0)","v":{"v":4.293696412729399,"d":"4 "}},{"$f":"VLOOKUP($AX39&\"_\"&$BC$14,データシート1!$A:$BT,MATCH($BC$12&\"_\"&BJ$20,データシート1!$A$1:$BT$1,0),0)","v":{"v":4.735199857988025,"d":"5 "}},{"v":14.397801915835245,"d":"14 "},{"v":14.094013796046386,"d":"14 "},{"$f":"VLOOKUP($AX39&\"_\"&$BC$14,データシート1!$A:$BT,MATCH($BC$12&\"_\"&BM$20,データシート1!$A$1:$BT$1,0),0)","v":{"v":5.730115973116083,"d":"6 "}},{"$f":"VLOOKUP($AX39&\"_\"&$BC$14,データシート1!$A:$BT,MATCH($BC$12&\"_\"&BN$20,データシート1!$A$1:$BT$1,0),0)","v":{"v":8.363897822930303,"d":"8 "}},{"$f":"VLOOKUP($AX39&\"_\"&$BC$14,データシート1!$A:$BT,MATCH($BC$12&\"_\"&BO$20,データシート1!$A$1:$BT$1,0),0)","v":{"v":0.303788119788859,"d":"0 "}},{"$f":"VLOOKUP($AX39&\"_\"&$BC$14,データシート1!$A:$BT,MATCH($BC$12&\"_\"&BP$20,データシート1!$A$1:$BT$1,0),0)","v":{"v":0,"d":"0 "}},{"$f":"VLOOKUP($AX39&\"_\"&$BC$14,データシート1!$A:$BT,MATCH($BC$12&\"_\"&BQ$20,データシート1!$A$1:$BT$1,0),0)","v":{"v":0.723605511537048,"d":"1 "}},{"v":28.52281753904937,"d":"29 "},null,"大任町",{"v":28.52281753904937,"d":"29 "},{"v":0.15329880489448253,"d":"15%"},{"v":0.14118205450824683,"d":"14%"},{"v":0.011213572660431525,"d":"1%"},{"v":9.0317772580415952E-4,"d":"0%"},{"v":0.15053549344664435,"d":"15%"},{"v":0.16601444971224408,"d":"17%"},{"v":0.5047818959723678,"d":"50%"},{"v":0.49413119081769796,"d":"49%"},{"v":0.20089586049033292,"d":"20%"},{"v":0.29323533032736504,"d":"29%"},{"v":0.010650705154669789,"d":"1%"},{"v":0,"d":"0%"},{"v":0.02536935597426133,"d":"3%"},{"v":1,"d":"100%"},null,"大任町",{"v":4.372513840959654,"d":"4"},0,{"v":4.026909980526847,"d":"4"},0,{"v":0.3198426869543608,"d":"0"},0,{"v":0.025761173478445604,"d":"0"},0,{"v":4.293696412729399,"d":"4"},0,null,0,{"$f":"VLOOKUP($AX39&\"_\"&$CW$14,データシート1!$A:$BT,MATCH($CW$12&\"_\"&CX$20,データシート1!$A$1:$BT$1,0),0)","v":0},{"$f":"VLOOKUP($AX39&\"_\"&$CW$14,データシート1!$A:$BT,MATCH($CW$12&\"_\"&CY$20,データシート1!$A$1:$BT$1,0),0)","v":0},{"$f":"VLOOKUP($AX39&\"_\"&$CW$14,データシート1!$A:$BT,MATCH($CW$12&\"_\"&CZ$20,データシート1!$A$1:$BT$1,0),0)","v":0},{"$f":"VLOOKUP($AX39&\"_\"&$CW$14,データシート1!$A:$BT,MATCH($CW$12&\"_\"&DA$20,データシート1!$A$1:$BT$1,0),0)","v":0},{"$f":"VLOOKUP($AX39&\"_\"&$CW$14,データシート1!$A:$BT,MATCH($CW$12&\"_\"&DB$20,データシート1!$A$1:$BT$1,0),0)","v":0},{"$f":"VLOOKUP($AX39&\"_\"&$CW$14,データシート1!$A:$BT,MATCH($CW$12&\"_\"&DC$20,データシート1!$A$1:$BT$1,0),0)","v":0},0,null,{"$f":"VLOOKUP($AX39&\"_\"&$DF$14,データシート1!$A:$BT,MATCH($DF$12&\"_\"&DF$20,データシート1!$A$1:$BT$1,0),0)","v":0},{"$f":"VLOOKUP($AX39&\"_\"&$DF$14,データシート1!$A:$BT,MATCH($DF$12&\"_\"&DG$20,データシート1!$A$1:$BT$1,0),0)","v":0},{"$f":"VLOOKUP($AX39&\"_\"&$DF$14,データシート1!$A:$BT,MATCH($DF$12&\"_\"&DH$20,データシート1!$A$1:$BT$1,0),0)","v":0},{"$f":"VLOOKUP($AX39&\"_\"&$DF$14,データシート1!$A:$BT,MATCH($DF$12&\"_\"&DI$20,データシート1!$A$1:$BT$1,0),0)","v":0},{"$f":"VLOOKUP($AX39&\"_\"&$DF$14,データシート1!$A:$BT,MATCH($DF$12&\"_\"&DJ$20,データシート1!$A$1:$BT$1,0),0)","v":0},{"$f":"VLOOKUP($AX39&\"_\"&$DF$14,データシート1!$A:$BT,MATCH($DF$12&\"_\"&DK$20,データシート1!$A$1:$BT$1,0),0)","v":0},0,null,0,0,0,0,0,0]
[{"$nulls":49},{"$f":"比較地域マスタ!$Y25","v":"01634"},{"$f":"IF(IFERROR(比較地域マスタ!$Z25,\"\")=0,\"\",IFERROR(比較地域マスタ!$Z25,\"\"))","v":"鹿追町"},null,null,"01634","鹿追町",{"v":53.28128716457069,"d":"53 "},{"v":19.528558266533906,"d":"20 "},{"$f":"VLOOKUP($AX40&\"_\"&$BC$14,データシート1!$A:$BT,MATCH($BC$12&\"_\"&BF$20,データシート1!$A$1:$BT$1,0),0)","v":{"v":1.5323655779038146,"d":"2 "}},{"$f":"VLOOKUP($AX40&\"_\"&$BC$14,データシート1!$A:$BT,MATCH($BC$12&\"_\"&BG$20,データシート1!$A$1:$BT$1,0),0)","v":{"v":0.43727571894130346,"d":"0 "}},{"$f":"VLOOKUP($AX40&\"_\"&$BC$14,データシート1!$A:$BT,MATCH($BC$12&\"_\"&BH$20,データシート1!$A$1:$BT$1,0),0)","v":{"v":17.558916969688788,"d":"18 "}},{"$f":"VLOOKUP($AX40&\"_\"&$BC$14,データシート1!$A:$BT,MATCH($BC$12&\"_\"&BI$20,データシート1!$A$1:$BT$1,0),0)","v":{"v":7.587248152801351,"d":"8 "}},{"$f":"VLOOKUP($AX40&\"_\"&$BC$14,データシート1!$A:$BT,MATCH($BC$12&\"_\"&BJ$20,データシート1!$A$1:$BT$1,0),0)","v":{"v":10.984130744877497,"d":"11 "}},{"v":14.94903624965127,"d":"15 "},{"v":14.643788452177475,"d":"15 "},{"$f":"VLOOKUP($AX40&\"_\"&$BC$14,データシート1!$A:$BT,MATCH($BC$12&\"_\"&BM$20,データシート1!$A$1:$BT$1,0),0)","v":{"v":5.364508478626466,"d":"5 "}},{"$f":"VLOOKUP($AX40&\"_\"&$BC$14,データシート1!$A:$BT,MATCH($BC$12&\"_\"&BN$20,データシート1!$A$1:$BT$1,0),0)","v":{"v":9.27927997355101,"d":"9 "}},{"$f":"VLOOKUP($AX40&\"_\"&$BC$14,データシート1!$A:$BT,MATCH($BC$12&\"_\"&BO$20,データシート1!$A$1:$BT$1,0),0)","v":{"v":0.305247797473795,"d":"0 "}},{"$f":"VLOOKUP($AX40&\"_\"&$BC$14,データシート1!$A:$BT,MATCH($BC$12&\"_\"&BP$20,データシート1!$A$1:$BT$1,0),0)","v":{"v":0,"d":"0 "}},{"$f":"VLOOKUP($AX40&\"_\"&$BC$14,データシート1!$A:$BT,MATCH($BC$12&\"_\"&BQ$20,データシート1!$A$1:$BT$1,0),0)","v":{"v":0.2323137507066634,"d":"0 "}},{"v":53.28128716457069,"d":"53 "},null,"鹿追町",{"v":53.28128716457069,"d":"53 "},{"v":0.36651813996564614,"d":"37%"},{"v":0.028759920404527288,"d":"3%"},{"v":0.008206928589969749,"d":"1%"},{"v":0.3295512909711491,"d":"33%"},{"v":0.14239986600486032,"d":"14%"},{"v":0.2061536297152629,"d":"21%"},{"v":0.2805682265797739,"d":"28%"},{"v":0.27483923965550966,"d":"27%"},{"v":0.10068278684891808,"d":"10%"},{"v":0.1741564528065916,"d":"17%"},{"v":0.005728986924264267,"d":"1%"},{"v":0,"d":"0%"},{"v":0.004360137734456612,"d":"0%"},{"v":1,"d":"100%"},null,"鹿追町",{"v":19.528558266533906,"d":"20"},0,{"v":1.5323655779038146,"d":"2"},0,{"v":0.43727571894130346,"d":"0"},0,{"v":17.558916969688788,"d":"18"},0,{"v":7.587248152801351,"d":"8"},0,null,0,{"$f":"VLOOKUP($AX40&\"_\"&$CW$14,データシート1!$A:$BT,MATCH($CW$12&\"_\"&CX$20,データシート1!$A$1:$BT$1,0),0)","v":0},{"$f":"VLOOKUP($AX40&\"_\"&$CW$14,データシート1!$A:$BT,MATCH($CW$12&\"_\"&CY$20,データシート1!$A$1:$BT$1,0),0)","v":0},{"$f":"VLOOKUP($AX40&\"_\"&$CW$14,データシート1!$A:$BT,MATCH($CW$12&\"_\"&CZ$20,データシート1!$A$1:$BT$1,0),0)","v":0},{"$f":"VLOOKUP($AX40&\"_\"&$CW$14,データシート1!$A:$BT,MATCH($CW$12&\"_\"&DA$20,データシート1!$A$1:$BT$1,0),0)","v":0},{"$f":"VLOOKUP($AX40&\"_\"&$CW$14,データシート1!$A:$BT,MATCH($CW$12&\"_\"&DB$20,データシート1!$A$1:$BT$1,0),0)","v":0},{"$f":"VLOOKUP($AX40&\"_\"&$CW$14,データシート1!$A:$BT,MATCH($CW$12&\"_\"&DC$20,データシート1!$A$1:$BT$1,0),0)","v":0},0,null,{"$f":"VLOOKUP($AX40&\"_\"&$DF$14,データシート1!$A:$BT,MATCH($DF$12&\"_\"&DF$20,データシート1!$A$1:$BT$1,0),0)","v":0},{"$f":"VLOOKUP($AX40&\"_\"&$DF$14,データシート1!$A:$BT,MATCH($DF$12&\"_\"&DG$20,データシート1!$A$1:$BT$1,0),0)","v":0},{"$f":"VLOOKUP($AX40&\"_\"&$DF$14,データシート1!$A:$BT,MATCH($DF$12&\"_\"&DH$20,データシート1!$A$1:$BT$1,0),0)","v":0},{"$f":"VLOOKUP($AX40&\"_\"&$DF$14,データシート1!$A:$BT,MATCH($DF$12&\"_\"&DI$20,データシート1!$A$1:$BT$1,0),0)","v":0},{"$f":"VLOOKUP($AX40&\"_\"&$DF$14,データシート1!$A:$BT,MATCH($DF$12&\"_\"&DJ$20,データシート1!$A$1:$BT$1,0),0)","v":0},{"$f":"VLOOKUP($AX40&\"_\"&$DF$14,データシート1!$A:$BT,MATCH($DF$12&\"_\"&DK$20,データシート1!$A$1:$BT$1,0),0)","v":0},0,null,0,0,0,0,0,0]
[{"$nulls":49},{"$f":"比較地域マスタ!$Y26","v":"07362"},{"$f":"IF(IFERROR(比較地域マスタ!$Z26,\"\")=0,\"\",IFERROR(比較地域マスタ!$Z26,\"\"))","v":"下郷町"},null,null,"07362","下郷町",{"v":33.4742615982121,"d":"33 "},{"v":6.702570195918635,"d":"7 "},{"$f":"VLOOKUP($AX41&\"_\"&$BC$14,データシート1!$A:$BT,MATCH($BC$12&\"_\"&BF$20,データシート1!$A$1:$BT$1,0),0)","v":{"v":3.603480040928053,"d":"4 "}},{"$f":"VLOOKUP($AX41&\"_\"&$BC$14,データシート1!$A:$BT,MATCH($BC$12&\"_\"&BG$20,データシート1!$A$1:$BT$1,0),0)","v":{"v":1.0064764687890593,"d":"1 "}},{"$f":"VLOOKUP($AX41&\"_\"&$BC$14,データシート1!$A:$BT,MATCH($BC$12&\"_\"&BH$20,データシート1!$A$1:$BT$1,0),0)","v":{"v":2.0926136862015223,"d":"2 "}},{"$f":"VLOOKUP($AX41&\"_\"&$BC$14,データシート1!$A:$BT,MATCH($BC$12&\"_\"&BI$20,データシート1!$A$1:$BT$1,0),0)","v":{"v":5.788576384242306,"d":"6 "}},{"$f":"VLOOKUP($AX41&\"_\"&$BC$14,データシート1!$A:$BT,MATCH($BC$12&\"_\"&BJ$20,データシート1!$A$1:$BT$1,0),0)","v":{"v":8.271737177386221,"d":"8 "}},{"v":12.322057830257219,"d":"12 "},{"v":12.01324841923218,"d":"12 "},{"$f":"VLOOKUP($AX41&\"_\"&$BC$14,データシート1!$A:$BT,MATCH($BC$12&\"_\"&BM$20,データシート1!$A$1:$BT$1,0),0)","v":{"v":4.625138675643746,"d":"5 "}},{"$f":"VLOOKUP($AX41&\"_\"&$BC$14,データシート1!$A:$BT,MATCH($BC$12&\"_\"&BN$20,データシート1!$A$1:$BT$1,0),0)","v":{"v":7.388109743588435,"d":"7 "}},{"$f":"VLOOKUP($AX41&\"_\"&$BC$14,データシート1!$A:$BT,MATCH($BC$12&\"_\"&BO$20,データシート1!$A$1:$BT$1,0),0)","v":{"v":0.308809411025039,"d":"0 "}},{"$f":"VLOOKUP($AX41&\"_\"&$BC$14,データシート1!$A:$BT,MATCH($BC$12&\"_\"&BP$20,データシート1!$A$1:$BT$1,0),0)","v":{"v":0,"d":"0 "}},{"$f":"VLOOKUP($AX41&\"_\"&$BC$14,データシート1!$A:$BT,MATCH($BC$12&\"_\"&BQ$20,データシート1!$A$1:$BT$1,0),0)","v":{"v":0.3893200104077253,"d":"0 "}},{"v":33.4742615982121,"d":"33 "},null,"下郷町",{"v":33.4742615982121,"d":"33 "},{"v":0.2002305615092829,"d":"20%"},{"v":0.10764927645545194,"d":"11%"},{"v":0.030067174621196614,"d":"3%"},{"v":0.06251411043263434,"d":"6%"},{"v":0.17292618590730857,"d":"17%"},{"v":0.2471073828803448,"d":"25%"},{"v":0.3681054410746241,"d":"37%"},{"v":0.3588801618218166,"d":"36%"},{"v":0.1381699985248003,"d":"14%"},{"v":0.22071016329701632,"d":"22%"},{"v":0.009225279252807563,"d":"1%"},{"v":0,"d":"0%"},{"v":0.011630428628439687,"d":"1%"},{"v":1,"d":"100%"},null,"下郷町",{"v":6.702570195918635,"d":"7"},0,{"v":3.603480040928053,"d":"4"},0,{"v":1.0064764687890593,"d":"1"},0,{"v":2.0926136862015223,"d":"2"},0,{"v":5.788576384242306,"d":"6"},0,null,0,{"$f":"VLOOKUP($AX41&\"_\"&$CW$14,データシート1!$A:$BT,MATCH($CW$12&\"_\"&CX$20,データシート1!$A$1:$BT$1,0),0)","v":0},{"$f":"VLOOKUP($AX41&\"_\"&$CW$14,データシート1!$A:$BT,MATCH($CW$12&\"_\"&CY$20,データシート1!$A$1:$BT$1,0),0)","v":0},{"$f":"VLOOKUP($AX41&\"_\"&$CW$14,データシート1!$A:$BT,MATCH($CW$12&\"_\"&CZ$20,データシート1!$A$1:$BT$1,0),0)","v":0},{"$f":"VLOOKUP($AX41&\"_\"&$CW$14,データシート1!$A:$BT,MATCH($CW$12&\"_\"&DA$20,データシート1!$A$1:$BT$1,0),0)","v":0},{"$f":"VLOOKUP($AX41&\"_\"&$CW$14,データシート1!$A:$BT,MATCH($CW$12&\"_\"&DB$20,データシート1!$A$1:$BT$1,0),0)","v":0},{"$f":"VLOOKUP($AX41&\"_\"&$CW$14,データシート1!$A:$BT,MATCH($CW$12&\"_\"&DC$20,データシート1!$A$1:$BT$1,0),0)","v":0},0,null,{"$f":"VLOOKUP($AX41&\"_\"&$DF$14,データシート1!$A:$BT,MATCH($DF$12&\"_\"&DF$20,データシート1!$A$1:$BT$1,0),0)","v":0},{"$f":"VLOOKUP($AX41&\"_\"&$DF$14,データシート1!$A:$BT,MATCH($DF$12&\"_\"&DG$20,データシート1!$A$1:$BT$1,0),0)","v":0},{"$f":"VLOOKUP($AX41&\"_\"&$DF$14,データシート1!$A:$BT,MATCH($DF$12&\"_\"&DH$20,データシート1!$A$1:$BT$1,0),0)","v":0},{"$f":"VLOOKUP($AX41&\"_\"&$DF$14,データシート1!$A:$BT,MATCH($DF$12&\"_\"&DI$20,データシート1!$A$1:$BT$1,0),0)","v":0},{"$f":"VLOOKUP($AX41&\"_\"&$DF$14,データシート1!$A:$BT,MATCH($DF$12&\"_\"&DJ$20,データシート1!$A$1:$BT$1,0),0)","v":0},{"$f":"VLOOKUP($AX41&\"_\"&$DF$14,データシート1!$A:$BT,MATCH($DF$12&\"_\"&DK$20,データシート1!$A$1:$BT$1,0),0)","v":0},0,null,0,0,0,0,0,0]
[{"$nulls":49},{"$f":"比較地域マスタ!$Y27","v":"41387"},{"$f":"IF(IFERROR(比較地域マスタ!$Z27,\"\")=0,\"\",IFERROR(比較地域マスタ!$Z27,\"\"))","v":"玄海町"},null,null,"41387","玄海町",{"v":29.332775051204116,"d":"29 "},{"v":3.2715092585612924,"d":"3 "},{"$f":"VLOOKUP($AX42&\"_\"&$BC$14,データシート1!$A:$BT,MATCH($BC$12&\"_\"&BF$20,データシート1!$A$1:$BT$1,0),0)","v":{"v":0,"d":"0 "}},{"$f":"VLOOKUP($AX42&\"_\"&$BC$14,データシート1!$A:$BT,MATCH($BC$12&\"_\"&BG$20,データシート1!$A$1:$BT$1,0),0)","v":{"v":1.8878367895242882,"d":"2 "}},{"$f":"VLOOKUP($AX42&\"_\"&$BC$14,データシート1!$A:$BT,MATCH($BC$12&\"_\"&BH$20,データシート1!$A$1:$BT$1,0),0)","v":{"v":1.3836724690370041,"d":"1 "}},{"$f":"VLOOKUP($AX42&\"_\"&$BC$14,データシート1!$A:$BT,MATCH($BC$12&\"_\"&BI$20,データシート1!$A$1:$BT$1,0),0)","v":{"v":7.8186627834586435,"d":"8 "}},{"$f":"VLOOKUP($AX42&\"_\"&$BC$14,データシート1!$A:$BT,MATCH($BC$12&\"_\"&BJ$20,データシート1!$A$1:$BT$1,0),0)","v":{"v":4.516759726555884,"d":"5 "}},{"v":13.725843282628295,"d":"14 "},{"v":13.384196504710705,"d":"13 "},{"$f":"VLOOKUP($AX42&\"_\"&$BC$14,データシート1!$A:$BT,MATCH($BC$12&\"_\"&BM$20,データシート1!$A$1:$BT$1,0),0)","v":{"v":5.034238511485287,"d":"5 "}},{"$f":"VLOOKUP($AX42&\"_\"&$BC$14,データシート1!$A:$BT,MATCH($BC$12&\"_\"&BN$20,データシート1!$A$1:$BT$1,0),0)","v":{"v":8.349957993225418,"d":"8 "}},{"$f":"VLOOKUP($AX42&\"_\"&$BC$14,データシート1!$A:$BT,MATCH($BC$12&\"_\"&BO$20,データシート1!$A$1:$BT$1,0),0)","v":{"v":0.308984572347231,"d":"0 "}},{"$f":"VLOOKUP($AX42&\"_\"&$BC$14,データシート1!$A:$BT,MATCH($BC$12&\"_\"&BP$20,データシート1!$A$1:$BT$1,0),0)","v":{"v":0.032662205570358975,"d":"0 "}},{"$f":"VLOOKUP($AX42&\"_\"&$BC$14,データシート1!$A:$BT,MATCH($BC$12&\"_\"&BQ$20,データシート1!$A$1:$BT$1,0),0)","v":{"v":0,"d":"0 "}},{"v":29.332775051204116,"d":"29 "},null,"玄海町",{"v":29.332775051204116,"d":"29 "},{"v":0.11153084741728166,"d":"11%"},{"v":0,"d":"0%"},{"v":0.06435929727851618,"d":"6%"},{"v":0.04717155013876548,"d":"5%"},{"v":0.26655039524252877,"d":"27%"},{"$f":"BJ42/$BR42","v":{"v":0.15398337588827862,"d":"15%"}},{"v":0.46793538145191094,"d":"47%"},{"v":0.4562881105298382,"d":"46%"},{"v":0.17162503386390748,"d":"17%"},{"v":0.28466307666593077,"d":"28%"},{"v":0.010533765448644351,"d":"1%"},{"v":0.001113505473428372,"d":"0%"},{"v":0,"d":"0%"},{"v":1,"d":"100%"},null,"玄海町",{"v":3.2715092585612924,"d":"3"},0,0,0,{"v":1.8878367895242882,"d":"2"},0,{"v":1.3836724690370041,"d":"1"},0,{"v":7.8186627834586435,"d":"8"},0,null,0,{"$f":"VLOOKUP($AX42&\"_\"&$CW$14,データシート1!$A:$BT,MATCH($CW$12&\"_\"&CX$20,データシート1!$A$1:$BT$1,0),0)","v":0},{"$f":"VLOOKUP($AX42&\"_\"&$CW$14,データシート1!$A:$BT,MATCH($CW$12&\"_\"&CY$20,データシート1!$A$1:$BT$1,0),0)","v":0},{"$f":"VLOOKUP($AX42&\"_\"&$CW$14,データシート1!$A:$BT,MATCH($CW$12&\"_\"&CZ$20,データシート1!$A$1:$BT$1,0),0)","v":0},{"$f":"VLOOKUP($AX42&\"_\"&$CW$14,データシート1!$A:$BT,MATCH($CW$12&\"_\"&DA$20,データシート1!$A$1:$BT$1,0),0)","v":0},{"$f":"VLOOKUP($AX42&\"_\"&$CW$14,データシート1!$A:$BT,MATCH($CW$12&\"_\"&DB$20,データシート1!$A$1:$BT$1,0),0)","v":14.533},{"$f":"VLOOKUP($AX42&\"_\"&$CW$14,データシート1!$A:$BT,MATCH($CW$12&\"_\"&DC$20,データシート1!$A$1:$BT$1,0),0)","v":0},14.533,null,{"$f":"VLOOKUP($AX42&\"_\"&$DF$14,データシート1!$A:$BT,MATCH($DF$12&\"_\"&DF$20,データシート1!$A$1:$BT$1,0),0)","v":0},{"$f":"VLOOKUP($AX42&\"_\"&$DF$14,データシート1!$A:$BT,MATCH($DF$12&\"_\"&DG$20,データシート1!$A$1:$BT$1,0),0)","v":0},{"$f":"VLOOKUP($AX42&\"_\"&$DF$14,データシート1!$A:$BT,MATCH($DF$12&\"_\"&DH$20,データシート1!$A$1:$BT$1,0),0)","v":0},{"$f":"VLOOKUP($AX42&\"_\"&$DF$14,データシート1!$A:$BT,MATCH($DF$12&\"_\"&DI$20,データシート1!$A$1:$BT$1,0),0)","v":0},{"$f":"VLOOKUP($AX42&\"_\"&$DF$14,データシート1!$A:$BT,MATCH($DF$12&\"_\"&DJ$20,データシート1!$A$1:$BT$1,0),0)","v":1},{"$f":"VLOOKUP($AX42&\"_\"&$DF$14,データシート1!$A:$BT,MATCH($DF$12&\"_\"&DK$20,データシート1!$A$1:$BT$1,0),0)","v":0},1,null,0,0,0,0,{"v":1,"d":"100.0%"},0]
[{"$nulls":49},{"$f":"比較地域マスタ!$Y28","v":"39403"},{"$f":"IF(IFERROR(比較地域マスタ!$Z28,\"\")=0,\"\",IFERROR(比較地域マスタ!$Z28,\"\"))","v":"越知町"},null,null,"39403","越知町",{"v":38.165920803092206,"d":"38 "},{"v":12.20420073055795,"d":"12 "},{"$f":"VLOOKUP($AX43&\"_\"&$BC$14,データシート1!$A:$BT,MATCH($BC$12&\"_\"&BF$20,データシート1!$A$1:$BT$1,0),0)","v":{"v":7.687432077171191,"d":"8 "}},{"$f":"VLOOKUP($AX43&\"_\"&$BC$14,データシート1!$A:$BT,MATCH($BC$12&\"_\"&BG$20,データシート1!$A$1:$BT$1,0),0)","v":{"v":0.725872276812876,"d":"1 "}},{"$f":"VLOOKUP($AX43&\"_\"&$BC$14,データシート1!$A:$BT,MATCH($BC$12&\"_\"&BH$20,データシート1!$A$1:$BT$1,0),0)","v":{"v":3.790896376573884,"d":"4 "}},{"$f":"VLOOKUP($AX43&\"_\"&$BC$14,データシート1!$A:$BT,MATCH($BC$12&\"_\"&BI$20,データシート1!$A$1:$BT$1,0),0)","v":{"v":6.7899602695395584,"d":"7 "}},{"$f":"VLOOKUP($AX43&\"_\"&$BC$14,データシート1!$A:$BT,MATCH($BC$12&\"_\"&BJ$20,データシート1!$A$1:$BT$1,0),0)","v":{"v":6.638481264138698,"d":"7 "}},{"v":12.298106395531192,"d":"12 "},{"v":11.991048597728076,"d":"12 "},{"$f":"VLOOKUP($AX43&\"_\"&$BC$14,データシート1!$A:$BT,MATCH($BC$12&\"_\"&BM$20,データシート1!$A$1:$BT$1,0),0)","v":{"v":4.240503281812662,"d":"4 "}},{"$f":"VLOOKUP($AX43&\"_\"&$BC$14,データシート1!$A:$BT,MATCH($BC$12&\"_\"&BN$20,データシート1!$A$1:$BT$1,0),0)","v":{"v":7.7505453159154145,"d":"8 "}},{"$f":"VLOOKUP($AX43&\"_\"&$BC$14,データシート1!$A:$BT,MATCH($BC$12&\"_\"&BO$20,データシート1!$A$1:$BT$1,0),0)","v":{"v":0.307057797803116,"d":"0 "}},{"$f":"VLOOKUP($AX43&\"_\"&$BC$14,データシート1!$A:$BT,MATCH($BC$12&\"_\"&BP$20,データシート1!$A$1:$BT$1,0),0)","v":{"v":0,"d":"0 "}},{"$f":"VLOOKUP($AX43&\"_\"&$BC$14,データシート1!$A:$BT,MATCH($BC$12&\"_\"&BQ$20,データシート1!$A$1:$BT$1,0),0)","v":{"v":0.2351721433248041,"d":"0 "}},{"v":38.165920803092206,"d":"38 "},null,"越知町",{"v":38.165920803092206,"d":"38 "},{"v":0.3197669668058727,"d":"32%"},{"v":0.20142137056859255,"d":"20%"},{"v":0.019018859273901387,"d":"2%"},{"v":0.09932673696337874,"d":"10%"},{"v":0.17790636585373398,"d":"18%"},{"v":0.1739374060536448,"d":"17%"},{"v":0.32222742532481485,"d":"32%"},{"v":0.3141820856253666,"d":"31%"},{"v":0.11110706076477253,"d":"11%"},{"v":0.2030750248605941,"d":"20%"},{"v":0.008045339699448262,"d":"1%"},{"v":0,"d":"0%"},{"v":0.006161835961933622,"d":"1%"},{"v":1,"d":"100%"},null,"越知町",{"v":12.20420073055795,"d":"12"},0,{"v":7.687432077171191,"d":"8"},0,{"v":0.725872276812876,"d":"1"},0,{"v":3.790896376573884,"d":"4"},0,{"v":6.7899602695395584,"d":"7"},0,null,0,{"$f":"VLOOKUP($AX43&\"_\"&$CW$14,データシート1!$A:$BT,MATCH($CW$12&\"_\"&CX$20,データシート1!$A$1:$BT$1,0),0)","v":0},{"$f":"VLOOKUP($AX43&\"_\"&$CW$14,データシート1!$A:$BT,MATCH($CW$12&\"_\"&CY$20,データシート1!$A$1:$BT$1,0),0)","v":0},{"$f":"VLOOKUP($AX43&\"_\"&$CW$14,データシート1!$A:$BT,MATCH($CW$12&\"_\"&CZ$20,データシート1!$A$1:$BT$1,0),0)","v":0},{"$f":"VLOOKUP($AX43&\"_\"&$CW$14,データシート1!$A:$BT,MATCH($CW$12&\"_\"&DA$20,データシート1!$A$1:$BT$1,0),0)","v":0},{"$f":"VLOOKUP($AX43&\"_\"&$CW$14,データシート1!$A:$BT,MATCH($CW$12&\"_\"&DB$20,データシート1!$A$1:$BT$1,0),0)","v":0},{"$f":"VLOOKUP($AX43&\"_\"&$CW$14,データシート1!$A:$BT,MATCH($CW$12&\"_\"&DC$20,データシート1!$A$1:$BT$1,0),0)","v":0},0,null,{"$f":"VLOOKUP($AX43&\"_\"&$DF$14,データシート1!$A:$BT,MATCH($DF$12&\"_\"&DF$20,データシート1!$A$1:$BT$1,0),0)","v":0},{"$f":"VLOOKUP($AX43&\"_\"&$DF$14,データシート1!$A:$BT,MATCH($DF$12&\"_\"&DG$20,データシート1!$A$1:$BT$1,0),0)","v":0},{"$f":"VLOOKUP($AX43&\"_\"&$DF$14,データシート1!$A:$BT,MATCH($DF$12&\"_\"&DH$20,データシート1!$A$1:$BT$1,0),0)","v":0},{"$f":"VLOOKUP($AX43&\"_\"&$DF$14,データシート1!$A:$BT,MATCH($DF$12&\"_\"&DI$20,データシート1!$A$1:$BT$1,0),0)","v":0},{"$f":"VLOOKUP($AX43&\"_\"&$DF$14,データシート1!$A:$BT,MATCH($DF$12&\"_\"&DJ$20,データシート1!$A$1:$BT$1,0),0)","v":0},{"$f":"VLOOKUP($AX43&\"_\"&$DF$14,データシート1!$A:$BT,MATCH($DF$12&\"_\"&DK$20,データシート1!$A$1:$BT$1,0),0)","v":0},0,null,0,0,0,0,0,0]
[{"$nulls":49},{"$f":"比較地域マスタ!$Y29","v":"01693"},{"$f":"IF(IFERROR(比較地域マスタ!$Z29,\"\")=0,\"\",IFERROR(比較地域マスタ!$Z29,\"\"))","v":"標津町"},null,null,"01693","標津町",{"v":70.70278315109125,"d":"71 "},{"v":39.03401727292718,"d":"39 "},{"$f":"VLOOKUP($AX44&\"_\"&$BC$14,データシート1!$A:$BT,MATCH($BC$12&\"_\"&BF$20,データシート1!$A$1:$BT$1,0),0)","v":{"v":23.809897520363375,"d":"24 "}},{"$f":"VLOOKUP($AX44&\"_\"&$BC$14,データシート1!$A:$BT,MATCH($BC$12&\"_\"&BG$20,データシート1!$A$1:$BT$1,0),0)","v":{"v":0.8577331410002491,"d":"1 "}},{"$f":"VLOOKUP($AX44&\"_\"&$BC$14,データシート1!$A:$BT,MATCH($BC$12&\"_\"&BH$20,データシート1!$A$1:$BT$1,0),0)","v":{"v":14.366386611563556,"d":"14 "}},{"$f":"VLOOKUP($AX44&\"_\"&$BC$14,データシート1!$A:$BT,MATCH($BC$12&\"_\"&BI$20,データシート1!$A$1:$BT$1,0),0)","v":{"v":6.857530737866455,"d":"7 "}},{"$f":"VLOOKUP($AX44&\"_\"&$BC$14,データシート1!$A:$BT,MATCH($BC$12&\"_\"&BJ$20,データシート1!$A$1:$BT$1,0),0)","v":{"v":10.386832951473524,"d":"10 "}},{"v":13.640858422147273,"d":"14 "},{"v":13.345653207145837,"d":"13 "},{"$f":"VLOOKUP($AX44&\"_\"&$BC$14,データシート1!$A:$BT,MATCH($BC$12&\"_\"&BM$20,データシート1!$A$1:$BT$1,0),0)","v":{"v":5.232672318903444,"d":"5 "}},{"$f":"VLOOKUP($AX44&\"_\"&$BC$14,データシート1!$A:$BT,MATCH($BC$12&\"_\"&BN$20,データシート1!$A$1:$BT$1,0),0)","v":{"v":8.112980888242394,"d":"8 "}},{"$f":"VLOOKUP($AX44&\"_\"&$BC$14,データシート1!$A:$BT,MATCH($BC$12&\"_\"&BO$20,データシート1!$A$1:$BT$1,0),0)","v":{"v":0.295205215001436,"d":"0 "}},{"$f":"VLOOKUP($AX44&\"_\"&$BC$14,データシート1!$A:$BT,MATCH($BC$12&\"_\"&BP$20,データシート1!$A$1:$BT$1,0),0)","v":{"v":0,"d":"0 "}},{"$f":"VLOOKUP($AX44&\"_\"&$BC$14,データシート1!$A:$BT,MATCH($BC$12&\"_\"&BQ$20,データシート1!$A$1:$BT$1,0),0)","v":{"v":0.7835437666768353,"d":"1 "}},{"v":70.70278315109125,"d":"71 "},null,"標津町",{"v":70.70278315109125,"d":"71 "},{"v":0.5520860075552021,"d":"55%"},{"v":0.3367603997919265,"d":"34%"},{"v":0.012131532915292466,"d":"1%"},{"v":0.2031940748479831,"d":"20%"},{"v":0.09699095894445865,"d":"10%"},{"v":0.1469084028739993,"d":"15%"},{"v":0.19293241106219078,"d":"19%"},{"v":0.1887571126956387,"d":"19%"},{"v":0.07400942488672996,"d":"7%"},{"v":0.11474768780890876,"d":"11%"},{"v":0.004175298366552062,"d":"0%"},{"v":0,"d":"0%"},{"v":0.01108221956414939,"d":"1%"},{"v":1,"d":"100%"},null,"標津町",{"v":39.03401727292718,"d":"39"},0,{"v":23.809897520363375,"d":"24"},0,{"v":0.8577331410002491,"d":"1"},0,{"v":14.366386611563556,"d":"14"},0,{"v":6.857530737866455,"d":"7"},0,null,0,{"$f":"VLOOKUP($AX44&\"_\"&$CW$14,データシート1!$A:$BT,MATCH($CW$12&\"_\"&CX$20,データシート1!$A$1:$BT$1,0),0)","v":0},{"$f":"VLOOKUP($AX44&\"_\"&$CW$14,データシート1!$A:$BT,MATCH($CW$12&\"_\"&CY$20,データシート1!$A$1:$BT$1,0),0)","v":0},{"$f":"VLOOKUP($AX44&\"_\"&$CW$14,データシート1!$A:$BT,MATCH($CW$12&\"_\"&CZ$20,データシート1!$A$1:$BT$1,0),0)","v":0},{"$f":"VLOOKUP($AX44&\"_\"&$CW$14,データシート1!$A:$BT,MATCH($CW$12&\"_\"&DA$20,データシート1!$A$1:$BT$1,0),0)","v":0},{"$f":"VLOOKUP($AX44&\"_\"&$CW$14,データシート1!$A:$BT,MATCH($CW$12&\"_\"&DB$20,データシート1!$A$1:$BT$1,0),0)","v":0},{"$f":"VLOOKUP($AX44&\"_\"&$CW$14,データシート1!$A:$BT,MATCH($CW$12&\"_\"&DC$20,データシート1!$A$1:$BT$1,0),0)","v":0},0,null,{"$f":"VLOOKUP($AX44&\"_\"&$DF$14,データシート1!$A:$BT,MATCH($DF$12&\"_\"&DF$20,データシート1!$A$1:$BT$1,0),0)","v":0},{"$f":"VLOOKUP($AX44&\"_\"&$DF$14,データシート1!$A:$BT,MATCH($DF$12&\"_\"&DG$20,データシート1!$A$1:$BT$1,0),0)","v":0},{"$f":"VLOOKUP($AX44&\"_\"&$DF$14,データシート1!$A:$BT,MATCH($DF$12&\"_\"&DH$20,データシート1!$A$1:$BT$1,0),0)","v":0},{"$f":"VLOOKUP($AX44&\"_\"&$DF$14,データシート1!$A:$BT,MATCH($DF$12&\"_\"&DI$20,データシート1!$A$1:$BT$1,0),0)","v":0},{"$f":"VLOOKUP($AX44&\"_\"&$DF$14,データシート1!$A:$BT,MATCH($DF$12&\"_\"&DJ$20,データシート1!$A$1:$BT$1,0),0)","v":0},{"$f":"VLOOKUP($AX44&\"_\"&$DF$14,データシート1!$A:$BT,MATCH($DF$12&\"_\"&DK$20,データシート1!$A$1:$BT$1,0),0)","v":0},0,null,0,0,0,0,0,0]
[{"$nulls":49},{"$f":"比較地域マスタ!$Y30","v":"06361"},{"$f":"IF(IFERROR(比較地域マスタ!$Z30,\"\")=0,\"\",IFERROR(比較地域マスタ!$Z30,\"\"))","v":"金山町"},null,null,"06361","金山町",{"v":29.321327170865363,"d":"29 "},{"v":6.5683604608823,"d":"7 "},{"$f":"VLOOKUP($AX45&\"_\"&$BC$14,データシート1!$A:$BT,MATCH($BC$12&\"_\"&BF$20,データシート1!$A$1:$BT$1,0),0)","v":{"v":1.356212945746448,"d":"1 "}},{"$f":"VLOOKUP($AX45&\"_\"&$BC$14,データシート1!$A:$BT,MATCH($BC$12&\"_\"&BG$20,データシート1!$A$1:$BT$1,0),0)","v":{"v":0.7546685423415457,"d":"1 "}},{"$f":"VLOOKUP($AX45&\"_\"&$BC$14,データシート1!$A:$BT,MATCH($BC$12&\"_\"&BH$20,データシート1!$A$1:$BT$1,0),0)","v":{"v":4.457478972794306,"d":"4 "}},{"$f":"VLOOKUP($AX45&\"_\"&$BC$14,データシート1!$A:$BT,MATCH($BC$12&\"_\"&BI$20,データシート1!$A$1:$BT$1,0),0)","v":{"v":3.7043574708828535,"d":"4 "}},{"$f":"VLOOKUP($AX45&\"_\"&$BC$14,データシート1!$A:$BT,MATCH($BC$12&\"_\"&BJ$20,データシート1!$A$1:$BT$1,0),0)","v":{"v":7.18656165033203,"d":"7 "}},{"v":11.370629123062788,"d":"11 "},{"v":11.07297164955066,"d":"11 "},{"$f":"VLOOKUP($AX45&\"_\"&$BC$14,データシート1!$A:$BT,MATCH($BC$12&\"_\"&BM$20,データシート1!$A$1:$BT$1,0),0)","v":{"v":4.381853391206417,"d":"4 "}},{"$f":"VLOOKUP($AX45&\"_\"&$BC$14,データシート1!$A:$BT,MATCH($BC$12&\"_\"&BN$20,データシート1!$A$1:$BT$1,0),0)","v":{"v":6.691118258344243,"d":"7 "}},{"$f":"VLOOKUP($AX45&\"_\"&$BC$14,データシート1!$A:$BT,MATCH($BC$12&\"_\"&BO$20,データシート1!$A$1:$BT$1,0),0)","v":{"v":0.297657473512129,"d":"0 "}},{"$f":"VLOOKUP($AX45&\"_\"&$BC$14,データシート1!$A:$BT,MATCH($BC$12&\"_\"&BP$20,データシート1!$A$1:$BT$1,0),0)","v":{"v":0,"d":"0 "}},{"$f":"VLOOKUP($AX45&\"_\"&$BC$14,データシート1!$A:$BT,MATCH($BC$12&\"_\"&BQ$20,データシート1!$A$1:$BT$1,0),0)","v":{"v":0.4914184657053903,"d":"0 "}},{"v":29.321327170865363,"d":"29 "},null,"金山町",{"v":29.321327170865363,"d":"29 "},{"v":0.2240130681195372,"d":"22%"},{"v":0.046253463830041974,"d":"5%"},{"v":0.025737871206983058,"d":"3%"},{"v":0.15202173308251216,"d":"15%"},{"v":0.1263366234855708,"d":"13%"},{"v":0.2450967382360794,"d":"25%"},{"v":0.3877938081316121,"d":"39%"},{"v":0.37764223921463996,"d":"38%"},{"v":0.1494425325863275,"d":"15%"},{"v":0.2281997066283125,"d":"23%"},{"v":0.010151568916972192,"d":"1%"},{"v":0,"d":"0%"},{"v":0.016759762027200455,"d":"2%"},{"v":1,"d":"100%"},null,"金山町",{"v":6.5683604608823,"d":"7"},0,{"v":1.356212945746448,"d":"1"},0,{"v":0.7546685423415457,"d":"1"},0,{"v":4.457478972794306,"d":"4"},0,{"v":3.7043574708828535,"d":"4"},0,null,0,{"$f":"VLOOKUP($AX45&\"_\"&$CW$14,データシート1!$A:$BT,MATCH($CW$12&\"_\"&CX$20,データシート1!$A$1:$BT$1,0),0)","v":0},{"$f":"VLOOKUP($AX45&\"_\"&$CW$14,データシート1!$A:$BT,MATCH($CW$12&\"_\"&CY$20,データシート1!$A$1:$BT$1,0),0)","v":0},{"$f":"VLOOKUP($AX45&\"_\"&$CW$14,データシート1!$A:$BT,MATCH($CW$12&\"_\"&CZ$20,データシート1!$A$1:$BT$1,0),0)","v":0},{"$f":"VLOOKUP($AX45&\"_\"&$CW$14,データシート1!$A:$BT,MATCH($CW$12&\"_\"&DA$20,データシート1!$A$1:$BT$1,0),0)","v":0},{"$f":"VLOOKUP($AX45&\"_\"&$CW$14,データシート1!$A:$BT,MATCH($CW$12&\"_\"&DB$20,データシート1!$A$1:$BT$1,0),0)","v":0},{"$f":"VLOOKUP($AX45&\"_\"&$CW$14,データシート1!$A:$BT,MATCH($CW$12&\"_\"&DC$20,データシート1!$A$1:$BT$1,0),0)","v":0},0,null,{"$f":"VLOOKUP($AX45&\"_\"&$DF$14,データシート1!$A:$BT,MATCH($DF$12&\"_\"&DF$20,データシート1!$A$1:$BT$1,0),0)","v":0},{"$f":"VLOOKUP($AX45&\"_\"&$DF$14,データシート1!$A:$BT,MATCH($DF$12&\"_\"&DG$20,データシート1!$A$1:$BT$1,0),0)","v":0},{"$f":"VLOOKUP($AX45&\"_\"&$DF$14,データシート1!$A:$BT,MATCH($DF$12&\"_\"&DH$20,データシート1!$A$1:$BT$1,0),0)","v":0},{"$f":"VLOOKUP($AX45&\"_\"&$DF$14,データシート1!$A:$BT,MATCH($DF$12&\"_\"&DI$20,データシート1!$A$1:$BT$1,0),0)","v":0},{"$f":"VLOOKUP($AX45&\"_\"&$DF$14,データシート1!$A:$BT,MATCH($DF$12&\"_\"&DJ$20,データシート1!$A$1:$BT$1,0),0)","v":0},{"$f":"VLOOKUP($AX45&\"_\"&$DF$14,データシート1!$A:$BT,MATCH($DF$12&\"_\"&DK$20,データシート1!$A$1:$BT$1,0),0)","v":0},0,null,0,0,0,0,0,0]
[{"$nulls":49},{"$f":"比較地域マスタ!$Y31","v":"03366"},{"$f":"IF(IFERROR(比較地域マスタ!$Z31,\"\")=0,\"\",IFERROR(比較地域マスタ!$Z31,\"\"))","v":"西和賀町"},null,null,"03366","西和賀町",{"v":37.77615597076366,"d":"38 "},{"v":7.703618359654064,"d":"8 "},{"$f":"VLOOKUP($AX46&\"_\"&$BC$14,データシート1!$A:$BT,MATCH($BC$12&\"_\"&BF$20,データシート1!$A$1:$BT$1,0),0)","v":{"v":3.546793851784348,"d":"4 "}},{"$f":"VLOOKUP($AX46&\"_\"&$BC$14,データシート1!$A:$BT,MATCH($BC$12&\"_\"&BG$20,データシート1!$A$1:$BT$1,0),0)","v":{"v":0.7297476313985117,"d":"1 "}},{"$f":"VLOOKUP($AX46&\"_\"&$BC$14,データシート1!$A:$BT,MATCH($BC$12&\"_\"&BH$20,データシート1!$A$1:$BT$1,0),0)","v":{"v":3.4270768764712045,"d":"3 "}},{"$f":"VLOOKUP($AX46&\"_\"&$BC$14,データシート1!$A:$BT,MATCH($BC$12&\"_\"&BI$20,データシート1!$A$1:$BT$1,0),0)","v":{"v":6.466363899278191,"d":"6 "}},{"$f":"VLOOKUP($AX46&\"_\"&$BC$14,データシート1!$A:$BT,MATCH($BC$12&\"_\"&BJ$20,データシート1!$A$1:$BT$1,0),0)","v":{"v":8.970980187380887,"d":"9 "}},{"v":12.392386004090207,"d":"12 "},{"v":12.087663690582989,"d":"12 "},{"$f":"VLOOKUP($AX46&\"_\"&$BC$14,データシート1!$A:$BT,MATCH($BC$12&\"_\"&BM$20,データシート1!$A$1:$BT$1,0),0)","v":{"v":4.513689550929438,"d":"5 "}},{"$f":"VLOOKUP($AX46&\"_\"&$BC$14,データシート1!$A:$BT,MATCH($BC$12&\"_\"&BN$20,データシート1!$A$1:$BT$1,0),0)","v":{"v":7.573974139653552,"d":"8 "}},{"$f":"VLOOKUP($AX46&\"_\"&$BC$14,データシート1!$A:$BT,MATCH($BC$12&\"_\"&BO$20,データシート1!$A$1:$BT$1,0),0)","v":{"v":0.304722313507218,"d":"0 "}},{"$f":"VLOOKUP($AX46&\"_\"&$BC$14,データシート1!$A:$BT,MATCH($BC$12&\"_\"&BP$20,データシート1!$A$1:$BT$1,0),0)","v":{"v":0,"d":"0 "}},{"$f":"VLOOKUP($AX46&\"_\"&$BC$14,データシート1!$A:$BT,MATCH($BC$12&\"_\"&BQ$20,データシート1!$A$1:$BT$1,0),0)","v":{"v":2.242807520360316,"d":"2 "}},{"v":37.77615597076366,"d":"38 "},null,"西和賀町",{"v":37.77615597076366,"d":"38 "},{"v":0.2039280641899132,"d":"20%"},{"v":0.09388975031046941,"d":"9%"},{"v":0.01931767837795063,"d":"2%"},{"v":0.09072063550149316,"d":"9%"},{"v":0.17117580476644434,"d":"17%"},{"v":0.23747731755247553,"d":"24%"},{"v":0.3280478303213573,"d":"33%"},{"v":0.3199813051369777,"d":"32%"},{"v":0.11948514704414993,"d":"12%"},{"v":0.2004961580928278,"d":"20%"},{"v":0.008066525184379631,"d":"1%"},{"v":0,"d":"0%"},{"v":0.05937098316980972,"d":"6%"},{"v":1,"d":"100%"},null,"西和賀町",{"v":7.703618359654064,"d":"8"},0,{"v":3.546793851784348,"d":"4"},0,{"v":0.7297476313985117,"d":"1"},0,{"v":3.4270768764712045,"d":"3"},0,{"v":6.466363899278191,"d":"6"},0,null,0,{"$f":"VLOOKUP($AX46&\"_\"&$CW$14,データシート1!$A:$BT,MATCH($CW$12&\"_\"&CX$20,データシート1!$A$1:$BT$1,0),0)","v":0},{"$f":"VLOOKUP($AX46&\"_\"&$CW$14,データシート1!$A:$BT,MATCH($CW$12&\"_\"&CY$20,データシート1!$A$1:$BT$1,0),0)","v":0},{"$f":"VLOOKUP($AX46&\"_\"&$CW$14,データシート1!$A:$BT,MATCH($CW$12&\"_\"&CZ$20,データシート1!$A$1:$BT$1,0),0)","v":0},{"$f":"VLOOKUP($AX46&\"_\"&$CW$14,データシート1!$A:$BT,MATCH($CW$12&\"_\"&DA$20,データシート1!$A$1:$BT$1,0),0)","v":0},{"$f":"VLOOKUP($AX46&\"_\"&$CW$14,データシート1!$A:$BT,MATCH($CW$12&\"_\"&DB$20,データシート1!$A$1:$BT$1,0),0)","v":0},{"$f":"VLOOKUP($AX46&\"_\"&$CW$14,データシート1!$A:$BT,MATCH($CW$12&\"_\"&DC$20,データシート1!$A$1:$BT$1,0),0)","v":0},0,null,{"$f":"VLOOKUP($AX46&\"_\"&$DF$14,データシート1!$A:$BT,MATCH($DF$12&\"_\"&DF$20,データシート1!$A$1:$BT$1,0),0)","v":0},{"$f":"VLOOKUP($AX46&\"_\"&$DF$14,データシート1!$A:$BT,MATCH($DF$12&\"_\"&DG$20,データシート1!$A$1:$BT$1,0),0)","v":0},{"$f":"VLOOKUP($AX46&\"_\"&$DF$14,データシート1!$A:$BT,MATCH($DF$12&\"_\"&DH$20,データシート1!$A$1:$BT$1,0),0)","v":0},{"$f":"VLOOKUP($AX46&\"_\"&$DF$14,データシート1!$A:$BT,MATCH($DF$12&\"_\"&DI$20,データシート1!$A$1:$BT$1,0),0)","v":0},{"$f":"VLOOKUP($AX46&\"_\"&$DF$14,データシート1!$A:$BT,MATCH($DF$12&\"_\"&DJ$20,データシート1!$A$1:$BT$1,0),0)","v":0},{"$f":"VLOOKUP($AX46&\"_\"&$DF$14,データシート1!$A:$BT,MATCH($DF$12&\"_\"&DK$20,データシート1!$A$1:$BT$1,0),0)","v":0},0,null,0,0,0,0,0,0]
[{"$nulls":49},{"$f":"比較地域マスタ!$Y32","v":"15581"},{"$f":"IF(IFERROR(比較地域マスタ!$Z32,\"\")=0,\"\",IFERROR(比較地域マスタ!$Z32,\"\"))","v":"関川村"},null,null,"15581","関川村",{"v":37.88162648355337,"d":"38 "},{"v":14.92110254209025,"d":"15 "},{"$f":"VLOOKUP($AX47&\"_\"&$BC$14,データシート1!$A:$BT,MATCH($BC$12&\"_\"&BF$20,データシート1!$A$1:$BT$1,0),0)","v":{"v":7.94155009732619,"d":"8 "}},{"$f":"VLOOKUP($AX47&\"_\"&$BC$14,データシート1!$A:$BT,MATCH($BC$12&\"_\"&BG$20,データシート1!$A$1:$BT$1,0),0)","v":{"v":0.7239738298716966,"d":"1 "}},{"$f":"VLOOKUP($AX47&\"_\"&$BC$14,データシート1!$A:$BT,MATCH($BC$12&\"_\"&BH$20,データシート1!$A$1:$BT$1,0),0)","v":{"v":6.255578614892363,"d":"6 "}},{"$f":"VLOOKUP($AX47&\"_\"&$BC$14,データシート1!$A:$BT,MATCH($BC$12&\"_\"&BI$20,データシート1!$A$1:$BT$1,0),0)","v":{"v":4.998454529884852,"d":"5 "}},{"$f":"VLOOKUP($AX47&\"_\"&$BC$14,データシート1!$A:$BT,MATCH($BC$12&\"_\"&BJ$20,データシート1!$A$1:$BT$1,0),0)","v":{"v":6.446271700230338,"d":"6 "}},{"v":11.51579771134793,"d":"12 "},{"v":11.214403462962366,"d":"11 "},{"$f":"VLOOKUP($AX47&\"_\"&$BC$14,データシート1!$A:$BT,MATCH($BC$12&\"_\"&BM$20,データシート1!$A$1:$BT$1,0),0)","v":{"v":4.75561569969952,"d":"5 "}},{"$f":"VLOOKUP($AX47&\"_\"&$BC$14,データシート1!$A:$BT,MATCH($BC$12&\"_\"&BN$20,データシート1!$A$1:$BT$1,0),0)","v":{"v":6.458787763262846,"d":"6 "}},{"$f":"VLOOKUP($AX47&\"_\"&$BC$14,データシート1!$A:$BT,MATCH($BC$12&\"_\"&BO$20,データシート1!$A$1:$BT$1,0),0)","v":{"v":0.301394248385565,"d":"0 "}},{"$f":"VLOOKUP($AX47&\"_\"&$BC$14,データシート1!$A:$BT,MATCH($BC$12&\"_\"&BP$20,データシート1!$A$1:$BT$1,0),0)","v":{"v":0,"d":"0 "}},{"$f":"VLOOKUP($AX47&\"_\"&$BC$14,データシート1!$A:$BT,MATCH($BC$12&\"_\"&BQ$20,データシート1!$A$1:$BT$1,0),0)","v":{"v":0,"d":"0 "}},{"v":37.88162648355337,"d":"38 "},null,"関川村",{"v":37.88162648355337,"d":"38 "},{"v":0.3938875895038027,"d":"39%"},{"v":0.2096412122318476,"d":"21%"},{"v":0.019111476910475742,"d":"2%"},{"v":0.16513490036147935,"d":"17%"},{"v":0.13194931141763339,"d":"13%"},{"v":0.17016882057662022,"d":"17%"},{"v":0.30399427850194377,"d":"30%"},{"v":0.29603806657644954,"d":"30%"},{"v":0.12553884669561935,"d":"13%"},{"v":0.1704992198808302,"d":"17%"},{"v":0.00795621192549422,"d":"1%"},{"v":0,"d":"0%"},{"v":0,"d":"0%"},{"v":1,"d":"100%"},null,"関川村",{"v":14.92110254209025,"d":"15"},{"v":0.44889444202302886,"d":"(45%)"},{"v":7.94155009732619,"d":"8"},{"v":0.8434121699056113,"d":"(84%)"},{"v":0.7239738298716966,"d":"1"},0,{"v":6.255578614892363,"d":"6"},0,{"v":4.998454529884852,"d":"5"},0,null,6.698,{"$f":"VLOOKUP($AX47&\"_\"&$CW$14,データシート1!$A:$BT,MATCH($CW$12&\"_\"&CX$20,データシート1!$A$1:$BT$1,0),0)","v":6.698},{"$f":"VLOOKUP($AX47&\"_\"&$CW$14,データシート1!$A:$BT,MATCH($CW$12&\"_\"&CY$20,データシート1!$A$1:$BT$1,0),0)","v":0},{"$f":"VLOOKUP($AX47&\"_\"&$CW$14,データシート1!$A:$BT,MATCH($CW$12&\"_\"&CZ$20,データシート1!$A$1:$BT$1,0),0)","v":0},{"$f":"VLOOKUP($AX47&\"_\"&$CW$14,データシート1!$A:$BT,MATCH($CW$12&\"_\"&DA$20,データシート1!$A$1:$BT$1,0),0)","v":0},{"$f":"VLOOKUP($AX47&\"_\"&$CW$14,データシート1!$A:$BT,MATCH($CW$12&\"_\"&DB$20,データシート1!$A$1:$BT$1,0),0)","v":0},{"$f":"VLOOKUP($AX47&\"_\"&$CW$14,データシート1!$A:$BT,MATCH($CW$12&\"_\"&DC$20,データシート1!$A$1:$BT$1,0),0)","v":0},6.698,null,{"$f":"VLOOKUP($AX47&\"_\"&$DF$14,データシート1!$A:$BT,MATCH($DF$12&\"_\"&DF$20,データシート1!$A$1:$BT$1,0),0)","v":1},{"$f":"VLOOKUP($AX47&\"_\"&$DF$14,データシート1!$A:$BT,MATCH($DF$12&\"_\"&DG$20,データシート1!$A$1:$BT$1,0),0)","v":0},{"$f":"VLOOKUP($AX47&\"_\"&$DF$14,データシート1!$A:$BT,MATCH($DF$12&\"_\"&DH$20,データシート1!$A$1:$BT$1,0),0)","v":0},{"$f":"VLOOKUP($AX47&\"_\"&$DF$14,データシート1!$A:$BT,MATCH($DF$12&\"_\"&DI$20,データシート1!$A$1:$BT$1,0),0)","v":0},{"$f":"VLOOKUP($AX47&\"_\"&$DF$14,データシート1!$A:$BT,MATCH($DF$12&\"_\"&DJ$20,データシート1!$A$1:$BT$1,0),0)","v":0},{"$f":"VLOOKUP($AX47&\"_\"&$DF$14,データシート1!$A:$BT,MATCH($DF$12&\"_\"&DK$20,データシート1!$A$1:$BT$1,0),0)","v":0},1,null,{"v":1,"d":"100.0%"},0,0,0,0,0]
[{"$nulls":49},{"$f":"比較地域マスタ!$Y33","v":"07465"},{"$f":"IF(IFERROR(比較地域マスタ!$Z33,\"\")=0,\"\",IFERROR(比較地域マスタ!$Z33,\"\"))","v":"中島村"},null,null,"07465","中島村",{"v":45.2965742248312,"d":"45 "},{"v":23.30046491681512,"d":"23 "},{"$f":"VLOOKUP($AX48&\"_\"&$BC$14,データシート1!$A:$BT,MATCH($BC$12&\"_\"&BF$20,データシート1!$A$1:$BT$1,0),0)","v":{"v":20.342708654151917,"d":"20 "}},{"$f":"VLOOKUP($AX48&\"_\"&$BC$14,データシート1!$A:$BT,MATCH($BC$12&\"_\"&BG$20,データシート1!$A$1:$BT$1,0),0)","v":{"v":0.40738333260509546,"d":"0 "}},{"$f":"VLOOKUP($AX48&\"_\"&$BC$14,データシート1!$A:$BT,MATCH($BC$12&\"_\"&BH$20,データシート1!$A$1:$BT$1,0),0)","v":{"v":2.550372930058105,"d":"3 "}},{"$f":"VLOOKUP($AX48&\"_\"&$BC$14,データシート1!$A:$BT,MATCH($BC$12&\"_\"&BI$20,データシート1!$A$1:$BT$1,0),0)","v":{"v":3.3338219290335345,"d":"3 "}},{"$f":"VLOOKUP($AX48&\"_\"&$BC$14,データシート1!$A:$BT,MATCH($BC$12&\"_\"&BJ$20,データシート1!$A$1:$BT$1,0),0)","v":{"v":6.496506818085043,"d":"6 "}},{"v":11.42913878679655,"d":"11 "},{"v":11.143333896086101,"d":"11 "},{"$f":"VLOOKUP($AX48&\"_\"&$BC$14,データシート1!$A:$BT,MATCH($BC$12&\"_\"&BM$20,データシート1!$A$1:$BT$1,0),0)","v":{"v":4.954049507117676,"d":"5 "}},{"$f":"VLOOKUP($AX48&\"_\"&$BC$14,データシート1!$A:$BT,MATCH($BC$12&\"_\"&BN$20,データシート1!$A$1:$BT$1,0),0)","v":{"v":6.189284388968424,"d":"6 "}},{"$f":"VLOOKUP($AX48&\"_\"&$BC$14,データシート1!$A:$BT,MATCH($BC$12&\"_\"&BO$20,データシート1!$A$1:$BT$1,0),0)","v":{"v":0.285804890710449,"d":"0 "}},{"$f":"VLOOKUP($AX48&\"_\"&$BC$14,データシート1!$A:$BT,MATCH($BC$12&\"_\"&BP$20,データシート1!$A$1:$BT$1,0),0)","v":{"v":0,"d":"0 "}},{"$f":"VLOOKUP($AX48&\"_\"&$BC$14,データシート1!$A:$BT,MATCH($BC$12&\"_\"&BQ$20,データシート1!$A$1:$BT$1,0),0)","v":{"v":0.7366417741009503,"d":"1 "}},{"v":45.2965742248312,"d":"45 "},null,"中島村",{"v":45.2965742248312,"d":"45 "},{"v":0.5143979498573648,"d":"51%"},{"v":0.4491003790525116,"d":"45%"},{"v":0.00899368969015258,"d":"1%"},{"v":0.056303881114700555,"d":"6%"},{"v":0.07359986899861318,"d":"7%"},{"v":0.14342159267584773,"d":"14%"},{"v":0.2523179508028047,"d":"25%"},{"v":0.24600831490645975,"d":"25%"},{"v":0.10936918722656754,"d":"11%"},{"v":0.1366391276798922,"d":"14%"},{"v":6.3096358963449645E-3,"d":"1%"},{"v":0,"d":"0%"},{"v":0.016262637665369617,"d":"2%"},{"v":1,"d":"100%"},null,"中島村",{"v":23.30046491681512,"d":"23"},{"v":0.37810404347949883,"d":"(38%)"},{"v":20.342708654151917,"d":"20"},{"v":0.43307900387207743,"d":"(43%)"},{"v":0.40738333260509546,"d":"0"},0,{"v":2.550372930058105,"d":"3"},0,{"v":3.3338219290335345,"d":"3"},0,null,8.81,{"$f":"VLOOKUP($AX48&\"_\"&$CW$14,データシート1!$A:$BT,MATCH($CW$12&\"_\"&CX$20,データシート1!$A$1:$BT$1,0),0)","v":8.81},{"$f":"VLOOKUP($AX48&\"_\"&$CW$14,データシート1!$A:$BT,MATCH($CW$12&\"_\"&CY$20,データシート1!$A$1:$BT$1,0),0)","v":0},{"$f":"VLOOKUP($AX48&\"_\"&$CW$14,データシート1!$A:$BT,MATCH($CW$12&\"_\"&CZ$20,データシート1!$A$1:$BT$1,0),0)","v":0},{"$f":"VLOOKUP($AX48&\"_\"&$CW$14,データシート1!$A:$BT,MATCH($CW$12&\"_\"&DA$20,データシート1!$A$1:$BT$1,0),0)","v":0},{"$f":"VLOOKUP($AX48&\"_\"&$CW$14,データシート1!$A:$BT,MATCH($CW$12&\"_\"&DB$20,データシート1!$A$1:$BT$1,0),0)","v":0},{"$f":"VLOOKUP($AX48&\"_\"&$CW$14,データシート1!$A:$BT,MATCH($CW$12&\"_\"&DC$20,データシート1!$A$1:$BT$1,0),0)","v":0},8.81,null,{"$f":"VLOOKUP($AX48&\"_\"&$DF$14,データシート1!$A:$BT,MATCH($DF$12&\"_\"&DF$20,データシート1!$A$1:$BT$1,0),0)","v":2},{"$f":"VLOOKUP($AX48&\"_\"&$DF$14,データシート1!$A:$BT,MATCH($DF$12&\"_\"&DG$20,データシート1!$A$1:$BT$1,0),0)","v":0},{"$f":"VLOOKUP($AX48&\"_\"&$DF$14,データシート1!$A:$BT,MATCH($DF$12&\"_\"&DH$20,データシート1!$A$1:$BT$1,0),0)","v":0},{"$f":"VLOOKUP($AX48&\"_\"&$DF$14,データシート1!$A:$BT,MATCH($DF$12&\"_\"&DI$20,データシート1!$A$1:$BT$1,0),0)","v":0},{"$f":"VLOOKUP($AX48&\"_\"&$DF$14,データシート1!$A:$BT,MATCH($DF$12&\"_\"&DJ$20,データシート1!$A$1:$BT$1,0),0)","v":0},{"$f":"VLOOKUP($AX48&\"_\"&$DF$14,データシート1!$A:$BT,MATCH($DF$12&\"_\"&DK$20,データシート1!$A$1:$BT$1,0),0)","v":0},2,null,{"v":1,"d":"100.0%"},0,0,0,0,0]
[{"$nulls":49},{"$f":"比較地域マスタ!$Y34","v":"01424"},{"$f":"IF(IFERROR(比較地域マスタ!$Z34,\"\")=0,\"\",IFERROR(比較地域マスタ!$Z34,\"\"))","v":"奈井江町"},null,null,"01424","奈井江町",{"v":96.68947192846949,"d":"97 "},{"v":69.14999003921162,"d":"69 "},{"$f":"VLOOKUP($AX49&\"_\"&$BC$14,データシート1!$A:$BT,MATCH($BC$12&\"_\"&BF$20,データシート1!$A$1:$BT$1,0),0)","v":{"v":62.5952562453621,"d":"63 "}},{"$f":"VLOOKUP($AX49&\"_\"&$BC$14,データシート1!$A:$BT,MATCH($BC$12&\"_\"&BG$20,データシート1!$A$1:$BT$1,0),0)","v":{"v":1.2781905630591948,"d":"1 "}},{"$f":"VLOOKUP($AX49&\"_\"&$BC$14,データシート1!$A:$BT,MATCH($BC$12&\"_\"&BH$20,データシート1!$A$1:$BT$1,0),0)","v":{"v":5.276543230790318,"d":"5 "}},{"$f":"VLOOKUP($AX49&\"_\"&$BC$14,データシート1!$A:$BT,MATCH($BC$12&\"_\"&BI$20,データシート1!$A$1:$BT$1,0),0)","v":{"v":5.887595788822554,"d":"6 "}},{"$f":"VLOOKUP($AX49&\"_\"&$BC$14,データシート1!$A:$BT,MATCH($BC$12&\"_\"&BJ$20,データシート1!$A$1:$BT$1,0),0)","v":{"v":11.910820703761605,"d":"12 "}},{"v":9.256918236042166,"d":"9 "},{"v":8.959727859389217,"d":"9 "},{"$f":"VLOOKUP($AX49&\"_\"&$BC$14,データシート1!$A:$BT,MATCH($BC$12&\"_\"&BM$20,データシート1!$A$1:$BT$1,0),0)","v":{"v":4.10866712208964,"d":"4 "}},{"$f":"VLOOKUP($AX49&\"_\"&$BC$14,データシート1!$A:$BT,MATCH($BC$12&\"_\"&BN$20,データシート1!$A$1:$BT$1,0),0)","v":{"v":4.851060737299576,"d":"5 "}},{"$f":"VLOOKUP($AX49&\"_\"&$BC$14,データシート1!$A:$BT,MATCH($BC$12&\"_\"&BO$20,データシート1!$A$1:$BT$1,0),0)","v":{"v":0.297190376652949,"d":"0 "}},{"$f":"VLOOKUP($AX49&\"_\"&$BC$14,データシート1!$A:$BT,MATCH($BC$12&\"_\"&BP$20,データシート1!$A$1:$BT$1,0),0)","v":{"v":0,"d":"0 "}},{"$f":"VLOOKUP($AX49&\"_\"&$BC$14,データシート1!$A:$BT,MATCH($BC$12&\"_\"&BQ$20,データシート1!$A$1:$BT$1,0),0)","v":{"v":0.4841471606315441,"d":"0 "}},{"v":96.68947192846949,"d":"97 "},null,"奈井江町",{"v":96.68947192846949,"d":"97 "},{"v":0.7151760027231147,"d":"72%"},{"v":0.6473844049088389,"d":"65%"},{"v":0.013219542288997042,"d":"1%"},{"v":0.054572055525278745,"d":"5%"},{"v":0.06089179795270964,"d":"6%"},{"v":0.12318632490384461,"d":"12%"},{"v":0.09573863680722551,"d":"10%"},{"v":0.09266497872713164,"d":"9%"},{"v":0.04249342808624725,"d":"4%"},{"v":0.05017155064088439,"d":"5%"},{"v":3.0736580800938633E-3,"d":"0%"},{"v":0,"d":"0%"},{"v":5.0072376131055345E-3,"d":"1%"},{"v":1,"d":"100%"},null,"奈井江町",{"v":69.14999003921162,"d":"69"},{"v":0.3509617280673247,"d":"(35%)"},{"v":62.5952562453621,"d":"63"},{"v":0.38771308651361536,"d":"(39%)"},{"v":1.2781905630591948,"d":"1"},0,{"v":5.276543230790318,"d":"5"},0,{"v":5.887595788822554,"d":"6"},0,null,24.269,{"$f":"VLOOKUP($AX49&\"_\"&$CW$14,データシート1!$A:$BT,MATCH($CW$12&\"_\"&CX$20,データシート1!$A$1:$BT$1,0),0)","v":24.269},{"$f":"VLOOKUP($AX49&\"_\"&$CW$14,データシート1!$A:$BT,MATCH($CW$12&\"_\"&CY$20,データシート1!$A$1:$BT$1,0),0)","v":0},{"$f":"VLOOKUP($AX49&\"_\"&$CW$14,データシート1!$A:$BT,MATCH($CW$12&\"_\"&CZ$20,データシート1!$A$1:$BT$1,0),0)","v":0},{"$f":"VLOOKUP($AX49&\"_\"&$CW$14,データシート1!$A:$BT,MATCH($CW$12&\"_\"&DA$20,データシート1!$A$1:$BT$1,0),0)","v":0},{"$f":"VLOOKUP($AX49&\"_\"&$CW$14,データシート1!$A:$BT,MATCH($CW$12&\"_\"&DB$20,データシート1!$A$1:$BT$1,0),0)","v":0.961},{"$f":"VLOOKUP($AX49&\"_\"&$CW$14,データシート1!$A:$BT,MATCH($CW$12&\"_\"&DC$20,データシート1!$A$1:$BT$1,0),0)","v":0},25.229999999999997,null,{"$f":"VLOOKUP($AX49&\"_\"&$DF$14,データシート1!$A:$BT,MATCH($DF$12&\"_\"&DF$20,データシート1!$A$1:$BT$1,0),0)","v":1},{"$f":"VLOOKUP($AX49&\"_\"&$DF$14,データシート1!$A:$BT,MATCH($DF$12&\"_\"&DG$20,データシート1!$A$1:$BT$1,0),0)","v":0},{"$f":"VLOOKUP($AX49&\"_\"&$DF$14,データシート1!$A:$BT,MATCH($DF$12&\"_\"&DH$20,データシート1!$A$1:$BT$1,0),0)","v":0},{"$f":"VLOOKUP($AX49&\"_\"&$DF$14,データシート1!$A:$BT,MATCH($DF$12&\"_\"&DI$20,データシート1!$A$1:$BT$1,0),0)","v":0},{"$f":"VLOOKUP($AX49&\"_\"&$DF$14,データシート1!$A:$BT,MATCH($DF$12&\"_\"&DJ$20,データシート1!$A$1:$BT$1,0),0)","v":1},{"$f":"VLOOKUP($AX49&\"_\"&$DF$14,データシート1!$A:$BT,MATCH($DF$12&\"_\"&DK$20,データシート1!$A$1:$BT$1,0),0)","v":0},2,null,{"v":0.96,"d":"96.0%"},0,0,0,{"v":0.04,"d":"4.0%"},0]
[{"$nulls":49},{"$f":"比較地域マスタ!$Y35","v":0},{"$f":"IF(IFERROR(比較地域マスタ!$Z35,\"\")=0,\"\",IFERROR(比較地域マスタ!$Z35,\"\"))","v":""},null,null,{"v":0,"d":"0 "},"",{"$error":"#N/A"},{"$error":"#N/A"},{"$f":"VLOOKUP($AX50&\"_\"&$BC$14,データシート1!$A:$BT,MATCH($BC$12&\"_\"&BF$20,データシート1!$A$1:$BT$1,0),0)","v":{"$error":"#N/A"}},{"$f":"VLOOKUP($AX50&\"_\"&$BC$14,データシート1!$A:$BT,MATCH($BC$12&\"_\"&BG$20,データシート1!$A$1:$BT$1,0),0)","v":{"$error":"#N/A"}},{"$f":"VLOOKUP($AX50&\"_\"&$BC$14,データシート1!$A:$BT,MATCH($BC$12&\"_\"&BH$20,データシート1!$A$1:$BT$1,0),0)","v":{"$error":"#N/A"}},{"$f":"VLOOKUP($AX50&\"_\"&$BC$14,データシート1!$A:$BT,MATCH($BC$12&\"_\"&BI$20,データシート1!$A$1:$BT$1,0),0)","v":{"$error":"#N/A"}},{"$f":"VLOOKUP($AX50&\"_\"&$BC$14,データシート1!$A:$BT,MATCH($BC$12&\"_\"&BJ$20,データシート1!$A$1:$BT$1,0),0)","v":{"$error":"#N/A"}},{"$error":"#N/A"},{"$error":"#N/A"},{"$f":"VLOOKUP($AX50&\"_\"&$BC$14,データシート1!$A:$BT,MATCH($BC$12&\"_\"&BM$20,データシート1!$A$1:$BT$1,0),0)","v":{"$error":"#N/A"}},{"$f":"VLOOKUP($AX50&\"_\"&$BC$14,データシート1!$A:$BT,MATCH($BC$12&\"_\"&BN$20,データシート1!$A$1:$BT$1,0),0)","v":{"$error":"#N/A"}},{"$f":"VLOOKUP($AX50&\"_\"&$BC$14,データシート1!$A:$BT,MATCH($BC$12&\"_\"&BO$20,データシート1!$A$1:$BT$1,0),0)","v":{"$error":"#N/A"}},{"$f":"VLOOKUP($AX50&\"_\"&$BC$14,データシート1!$A:$BT,MATCH($BC$12&\"_\"&BP$20,データシート1!$A$1:$BT$1,0),0)","v":{"$error":"#N/A"}},{"$f":"VLOOKUP($AX50&\"_\"&$BC$14,データシート1!$A:$BT,MATCH($BC$12&\"_\"&BQ$20,データシート1!$A$1:$BT$1,0),0)","v":{"$error":"#N/A"}},{"$error":"#N/A"},null,"",{"$error":"#N/A"},{"$error":"#N/A"},{"$error":"#N/A"},{"$error":"#N/A"},{"$error":"#N/A"},{"$error":"#N/A"},{"$error":"#N/A"},{"$error":"#N/A"},{"$error":"#N/A"},{"$error":"#N/A"},{"$error":"#N/A"},{"$error":"#N/A"},{"$error":"#N/A"},{"$error":"#N/A"},{"$error":"#N/A"},null,"",{"$error":"#N/A"},{"$error":"#N/A"},{"$error":"#N/A"},{"$error":"#N/A"},{"$error":"#N/A"},{"$error":"#N/A"},{"$error":"#N/A"},{"$error":"#N/A"},{"$error":"#N/A"},{"$error":"#N/A"},null,{"$error":"#N/A"},{"$f":"VLOOKUP($AX50&\"_\"&$CW$14,データシート1!$A:$BT,MATCH($CW$12&\"_\"&CX$20,データシート1!$A$1:$BT$1,0),0)","v":{"$error":"#N/A"}},{"$f":"VLOOKUP($AX50&\"_\"&$CW$14,データシート1!$A:$BT,MATCH($CW$12&\"_\"&CY$20,データシート1!$A$1:$BT$1,0),0)","v":{"$error":"#N/A"}},{"$f":"VLOOKUP($AX50&\"_\"&$CW$14,データシート1!$A:$BT,MATCH($CW$12&\"_\"&CZ$20,データシート1!$A$1:$BT$1,0),0)","v":{"$error":"#N/A"}},{"$f":"VLOOKUP($AX50&\"_\"&$CW$14,データシート1!$A:$BT,MATCH($CW$12&\"_\"&DA$20,データシート1!$A$1:$BT$1,0),0)","v":{"$error":"#N/A"}},{"$f":"VLOOKUP($AX50&\"_\"&$CW$14,データシート1!$A:$BT,MATCH($CW$12&\"_\"&DB$20,データシート1!$A$1:$BT$1,0),0)","v":{"$error":"#N/A"}},{"$f":"VLOOKUP($AX50&\"_\"&$CW$14,データシート1!$A:$BT,MATCH($CW$12&\"_\"&DC$20,データシート1!$A$1:$BT$1,0),0)","v":{"$error":"#N/A"}},{"$error":"#N/A"},null,{"$f":"VLOOKUP($AX50&\"_\"&$DF$14,データシート1!$A:$BT,MATCH($DF$12&\"_\"&DF$20,データシート1!$A$1:$BT$1,0),0)","v":{"$error":"#N/A"}},{"$f":"VLOOKUP($AX50&\"_\"&$DF$14,データシート1!$A:$BT,MATCH($DF$12&\"_\"&DG$20,データシート1!$A$1:$BT$1,0),0)","v":{"$error":"#N/A"}},{"$f":"VLOOKUP($AX50&\"_\"&$DF$14,データシート1!$A:$BT,MATCH($DF$12&\"_\"&DH$20,データシート1!$A$1:$BT$1,0),0)","v":{"$error":"#N/A"}},{"$f":"VLOOKUP($AX50&\"_\"&$DF$14,データシート1!$A:$BT,MATCH($DF$12&\"_\"&DI$20,データシート1!$A$1:$BT$1,0),0)","v":{"$error":"#N/A"}},{"$f":"VLOOKUP($AX50&\"_\"&$DF$14,データシート1!$A:$BT,MATCH($DF$12&\"_\"&DJ$20,データシート1!$A$1:$BT$1,0),0)","v":{"$error":"#N/A"}},{"$f":"VLOOKUP($AX50&\"_\"&$DF$14,データシート1!$A:$BT,MATCH($DF$12&\"_\"&DK$20,データシート1!$A$1:$BT$1,0),0)","v":{"$error":"#N/A"}},{"$error":"#N/A"},null,{"$error":"#N/A"},{"$error":"#N/A"},{"$error":"#N/A"},{"$error":"#N/A"},{"$error":"#N/A"},{"$error":"#N/A"}]
[{"$nulls":49},{"$f":"比較地域マスタ!$Y36","v":0},{"$f":"IF(IFERROR(比較地域マスタ!$Z36,\"\")=0,\"\",IFERROR(比較地域マスタ!$Z36,\"\"))","v":""},null,null,{"v":0,"d":"0 "},"",{"$error":"#N/A"},{"$error":"#N/A"},{"$f":"VLOOKUP($AX51&\"_\"&$BC$14,データシート1!$A:$BT,MATCH($BC$12&\"_\"&BF$20,データシート1!$A$1:$BT$1,0),0)","v":{"$error":"#N/A"}},{"$f":"VLOOKUP($AX51&\"_\"&$BC$14,データシート1!$A:$BT,MATCH($BC$12&\"_\"&BG$20,データシート1!$A$1:$BT$1,0),0)","v":{"$error":"#N/A"}},{"$f":"VLOOKUP($AX51&\"_\"&$BC$14,データシート1!$A:$BT,MATCH($BC$12&\"_\"&BH$20,データシート1!$A$1:$BT$1,0),0)","v":{"$error":"#N/A"}},{"$f":"VLOOKUP($AX51&\"_\"&$BC$14,データシート1!$A:$BT,MATCH($BC$12&\"_\"&BI$20,データシート1!$A$1:$BT$1,0),0)","v":{"$error":"#N/A"}},{"$f":"VLOOKUP($AX51&\"_\"&$BC$14,データシート1!$A:$BT,MATCH($BC$12&\"_\"&BJ$20,データシート1!$A$1:$BT$1,0),0)","v":{"$error":"#N/A"}},{"$error":"#N/A"},{"$error":"#N/A"},{"$f":"VLOOKUP($AX51&\"_\"&$BC$14,データシート1!$A:$BT,MATCH($BC$12&\"_\"&BM$20,データシート1!$A$1:$BT$1,0),0)","v":{"$error":"#N/A"}},{"$f":"VLOOKUP($AX51&\"_\"&$BC$14,データシート1!$A:$BT,MATCH($BC$12&\"_\"&BN$20,データシート1!$A$1:$BT$1,0),0)","v":{"$error":"#N/A"}},{"$f":"VLOOKUP($AX51&\"_\"&$BC$14,データシート1!$A:$BT,MATCH($BC$12&\"_\"&BO$20,データシート1!$A$1:$BT$1,0),0)","v":{"$error":"#N/A"}},{"$f":"VLOOKUP($AX51&\"_\"&$BC$14,データシート1!$A:$BT,MATCH($BC$12&\"_\"&BP$20,データシート1!$A$1:$BT$1,0),0)","v":{"$error":"#N/A"}},{"$f":"VLOOKUP($AX51&\"_\"&$BC$14,データシート1!$A:$BT,MATCH($BC$12&\"_\"&BQ$20,データシート1!$A$1:$BT$1,0),0)","v":{"$error":"#N/A"}},{"$error":"#N/A"},null,"",{"$error":"#N/A"},{"$error":"#N/A"},{"$error":"#N/A"},{"$error":"#N/A"},{"$error":"#N/A"},{"$error":"#N/A"},{"$error":"#N/A"},{"$error":"#N/A"},{"$error":"#N/A"},{"$error":"#N/A"},{"$error":"#N/A"},{"$error":"#N/A"},{"$error":"#N/A"},{"$error":"#N/A"},{"$error":"#N/A"},null,"",{"$error":"#N/A"},{"$error":"#N/A"},{"$error":"#N/A"},{"$error":"#N/A"},{"$error":"#N/A"},{"$error":"#N/A"},{"$error":"#N/A"},{"$error":"#N/A"},{"$error":"#N/A"},{"$error":"#N/A"},null,{"$error":"#N/A"},{"$f":"VLOOKUP($AX51&\"_\"&$CW$14,データシート1!$A:$BT,MATCH($CW$12&\"_\"&CX$20,データシート1!$A$1:$BT$1,0),0)","v":{"$error":"#N/A"}},{"$f":"VLOOKUP($AX51&\"_\"&$CW$14,データシート1!$A:$BT,MATCH($CW$12&\"_\"&CY$20,データシート1!$A$1:$BT$1,0),0)","v":{"$error":"#N/A"}},{"$f":"VLOOKUP($AX51&\"_\"&$CW$14,データシート1!$A:$BT,MATCH($CW$12&\"_\"&CZ$20,データシート1!$A$1:$BT$1,0),0)","v":{"$error":"#N/A"}},{"$f":"VLOOKUP($AX51&\"_\"&$CW$14,データシート1!$A:$BT,MATCH($CW$12&\"_\"&DA$20,データシート1!$A$1:$BT$1,0),0)","v":{"$error":"#N/A"}},{"$f":"VLOOKUP($AX51&\"_\"&$CW$14,データシート1!$A:$BT,MATCH($CW$12&\"_\"&DB$20,データシート1!$A$1:$BT$1,0),0)","v":{"$error":"#N/A"}},{"$f":"VLOOKUP($AX51&\"_\"&$CW$14,データシート1!$A:$BT,MATCH($CW$12&\"_\"&DC$20,データシート1!$A$1:$BT$1,0),0)","v":{"$error":"#N/A"}},{"$error":"#N/A"},null,{"$f":"VLOOKUP($AX51&\"_\"&$DF$14,データシート1!$A:$BT,MATCH($DF$12&\"_\"&DF$20,データシート1!$A$1:$BT$1,0),0)","v":{"$error":"#N/A"}},{"$f":"VLOOKUP($AX51&\"_\"&$DF$14,データシート1!$A:$BT,MATCH($DF$12&\"_\"&DG$20,データシート1!$A$1:$BT$1,0),0)","v":{"$error":"#N/A"}},{"$f":"VLOOKUP($AX51&\"_\"&$DF$14,データシート1!$A:$BT,MATCH($DF$12&\"_\"&DH$20,データシート1!$A$1:$BT$1,0),0)","v":{"$error":"#N/A"}},{"$f":"VLOOKUP($AX51&\"_\"&$DF$14,データシート1!$A:$BT,MATCH($DF$12&\"_\"&DI$20,データシート1!$A$1:$BT$1,0),0)","v":{"$error":"#N/A"}},{"$f":"VLOOKUP($AX51&\"_\"&$DF$14,データシート1!$A:$BT,MATCH($DF$12&\"_\"&DJ$20,データシート1!$A$1:$BT$1,0),0)","v":{"$error":"#N/A"}},{"$f":"VLOOKUP($AX51&\"_\"&$DF$14,データシート1!$A:$BT,MATCH($DF$12&\"_\"&DK$20,データシート1!$A$1:$BT$1,0),0)","v":{"$error":"#N/A"}},{"$error":"#N/A"},null,{"$error":"#N/A"},{"$error":"#N/A"},{"$error":"#N/A"},{"$error":"#N/A"},{"$error":"#N/A"},{"$error":"#N/A"}]
[{"$nulls":49},{"$f":"比較地域マスタ!$Y37","v":0},{"$f":"IF(IFERROR(比較地域マスタ!$Z37,\"\")=0,\"\",IFERROR(比較地域マスタ!$Z37,\"\"))","v":""},null,null,{"v":0,"d":"0 "},"",{"$error":"#N/A"},{"$error":"#N/A"},{"$f":"VLOOKUP($AX52&\"_\"&$BC$14,データシート1!$A:$BT,MATCH($BC$12&\"_\"&BF$20,データシート1!$A$1:$BT$1,0),0)","v":{"$error":"#N/A"}},{"$f":"VLOOKUP($AX52&\"_\"&$BC$14,データシート1!$A:$BT,MATCH($BC$12&\"_\"&BG$20,データシート1!$A$1:$BT$1,0),0)","v":{"$error":"#N/A"}},{"$f":"VLOOKUP($AX52&\"_\"&$BC$14,データシート1!$A:$BT,MATCH($BC$12&\"_\"&BH$20,データシート1!$A$1:$BT$1,0),0)","v":{"$error":"#N/A"}},{"$f":"VLOOKUP($AX52&\"_\"&$BC$14,データシート1!$A:$BT,MATCH($BC$12&\"_\"&BI$20,データシート1!$A$1:$BT$1,0),0)","v":{"$error":"#N/A"}},{"$f":"VLOOKUP($AX52&\"_\"&$BC$14,データシート1!$A:$BT,MATCH($BC$12&\"_\"&BJ$20,データシート1!$A$1:$BT$1,0),0)","v":{"$error":"#N/A"}},{"$error":"#N/A"},{"$error":"#N/A"},{"$f":"VLOOKUP($AX52&\"_\"&$BC$14,データシート1!$A:$BT,MATCH($BC$12&\"_\"&BM$20,データシート1!$A$1:$BT$1,0),0)","v":{"$error":"#N/A"}},{"$f":"VLOOKUP($AX52&\"_\"&$BC$14,データシート1!$A:$BT,MATCH($BC$12&\"_\"&BN$20,データシート1!$A$1:$BT$1,0),0)","v":{"$error":"#N/A"}},{"$f":"VLOOKUP($AX52&\"_\"&$BC$14,データシート1!$A:$BT,MATCH($BC$12&\"_\"&BO$20,データシート1!$A$1:$BT$1,0),0)","v":{"$error":"#N/A"}},{"$f":"VLOOKUP($AX52&\"_\"&$BC$14,データシート1!$A:$BT,MATCH($BC$12&\"_\"&BP$20,データシート1!$A$1:$BT$1,0),0)","v":{"$error":"#N/A"}},{"$f":"VLOOKUP($AX52&\"_\"&$BC$14,データシート1!$A:$BT,MATCH($BC$12&\"_\"&BQ$20,データシート1!$A$1:$BT$1,0),0)","v":{"$error":"#N/A"}},{"$error":"#N/A"},null,"",{"$error":"#N/A"},{"$error":"#N/A"},{"$error":"#N/A"},{"$error":"#N/A"},{"$error":"#N/A"},{"$error":"#N/A"},{"$error":"#N/A"},{"$error":"#N/A"},{"$error":"#N/A"},{"$error":"#N/A"},{"$error":"#N/A"},{"$error":"#N/A"},{"$error":"#N/A"},{"$error":"#N/A"},{"$error":"#N/A"},null,"",{"$error":"#N/A"},{"$error":"#N/A"},{"$error":"#N/A"},{"$error":"#N/A"},{"$error":"#N/A"},{"$error":"#N/A"},{"$error":"#N/A"},{"$error":"#N/A"},{"$error":"#N/A"},{"$error":"#N/A"},null,{"$error":"#N/A"},{"$f":"VLOOKUP($AX52&\"_\"&$CW$14,データシート1!$A:$BT,MATCH($CW$12&\"_\"&CX$20,データシート1!$A$1:$BT$1,0),0)","v":{"$error":"#N/A"}},{"$f":"VLOOKUP($AX52&\"_\"&$CW$14,データシート1!$A:$BT,MATCH($CW$12&\"_\"&CY$20,データシート1!$A$1:$BT$1,0),0)","v":{"$error":"#N/A"}},{"$f":"VLOOKUP($AX52&\"_\"&$CW$14,データシート1!$A:$BT,MATCH($CW$12&\"_\"&CZ$20,データシート1!$A$1:$BT$1,0),0)","v":{"$error":"#N/A"}},{"$f":"VLOOKUP($AX52&\"_\"&$CW$14,データシート1!$A:$BT,MATCH($CW$12&\"_\"&DA$20,データシート1!$A$1:$BT$1,0),0)","v":{"$error":"#N/A"}},{"$f":"VLOOKUP($AX52&\"_\"&$CW$14,データシート1!$A:$BT,MATCH($CW$12&\"_\"&DB$20,データシート1!$A$1:$BT$1,0),0)","v":{"$error":"#N/A"}},{"$f":"VLOOKUP($AX52&\"_\"&$CW$14,データシート1!$A:$BT,MATCH($CW$12&\"_\"&DC$20,データシート1!$A$1:$BT$1,0),0)","v":{"$error":"#N/A"}},{"$error":"#N/A"},null,{"$f":"VLOOKUP($AX52&\"_\"&$DF$14,データシート1!$A:$BT,MATCH($DF$12&\"_\"&DF$20,データシート1!$A$1:$BT$1,0),0)","v":{"$error":"#N/A"}},{"$f":"VLOOKUP($AX52&\"_\"&$DF$14,データシート1!$A:$BT,MATCH($DF$12&\"_\"&DG$20,データシート1!$A$1:$BT$1,0),0)","v":{"$error":"#N/A"}},{"$f":"VLOOKUP($AX52&\"_\"&$DF$14,データシート1!$A:$BT,MATCH($DF$12&\"_\"&DH$20,データシート1!$A$1:$BT$1,0),0)","v":{"$error":"#N/A"}},{"$f":"VLOOKUP($AX52&\"_\"&$DF$14,データシート1!$A:$BT,MATCH($DF$12&\"_\"&DI$20,データシート1!$A$1:$BT$1,0),0)","v":{"$error":"#N/A"}},{"$f":"VLOOKUP($AX52&\"_\"&$DF$14,データシート1!$A:$BT,MATCH($DF$12&\"_\"&DJ$20,データシート1!$A$1:$BT$1,0),0)","v":{"$error":"#N/A"}},{"$f":"VLOOKUP($AX52&\"_\"&$DF$14,データシート1!$A:$BT,MATCH($DF$12&\"_\"&DK$20,データシート1!$A$1:$BT$1,0),0)","v":{"$error":"#N/A"}},{"$error":"#N/A"},null,{"$error":"#N/A"},{"$error":"#N/A"},{"$error":"#N/A"},{"$error":"#N/A"},{"$error":"#N/A"},{"$error":"#N/A"}]
[{"$nulls":49},{"$f":"比較地域マスタ!$Y38","v":0},{"$f":"IF(IFERROR(比較地域マスタ!$Z38,\"\")=0,\"\",IFERROR(比較地域マスタ!$Z38,\"\"))","v":""},null,null,{"v":0,"d":"0 "},"",{"$error":"#N/A"},{"$error":"#N/A"},{"$f":"VLOOKUP($AX53&\"_\"&$BC$14,データシート1!$A:$BT,MATCH($BC$12&\"_\"&BF$20,データシート1!$A$1:$BT$1,0),0)","v":{"$error":"#N/A"}},{"$f":"VLOOKUP($AX53&\"_\"&$BC$14,データシート1!$A:$BT,MATCH($BC$12&\"_\"&BG$20,データシート1!$A$1:$BT$1,0),0)","v":{"$error":"#N/A"}},{"$f":"VLOOKUP($AX53&\"_\"&$BC$14,データシート1!$A:$BT,MATCH($BC$12&\"_\"&BH$20,データシート1!$A$1:$BT$1,0),0)","v":{"$error":"#N/A"}},{"$f":"VLOOKUP($AX53&\"_\"&$BC$14,データシート1!$A:$BT,MATCH($BC$12&\"_\"&BI$20,データシート1!$A$1:$BT$1,0),0)","v":{"$error":"#N/A"}},{"$f":"VLOOKUP($AX53&\"_\"&$BC$14,データシート1!$A:$BT,MATCH($BC$12&\"_\"&BJ$20,データシート1!$A$1:$BT$1,0),0)","v":{"$error":"#N/A"}},{"$error":"#N/A"},{"$error":"#N/A"},{"$f":"VLOOKUP($AX53&\"_\"&$BC$14,データシート1!$A:$BT,MATCH($BC$12&\"_\"&BM$20,データシート1!$A$1:$BT$1,0),0)","v":{"$error":"#N/A"}},{"$f":"VLOOKUP($AX53&\"_\"&$BC$14,データシート1!$A:$BT,MATCH($BC$12&\"_\"&BN$20,データシート1!$A$1:$BT$1,0),0)","v":{"$error":"#N/A"}},{"$f":"VLOOKUP($AX53&\"_\"&$BC$14,データシート1!$A:$BT,MATCH($BC$12&\"_\"&BO$20,データシート1!$A$1:$BT$1,0),0)","v":{"$error":"#N/A"}},{"$f":"VLOOKUP($AX53&\"_\"&$BC$14,データシート1!$A:$BT,MATCH($BC$12&\"_\"&BP$20,データシート1!$A$1:$BT$1,0),0)","v":{"$error":"#N/A"}},{"$f":"VLOOKUP($AX53&\"_\"&$BC$14,データシート1!$A:$BT,MATCH($BC$12&\"_\"&BQ$20,データシート1!$A$1:$BT$1,0),0)","v":{"$error":"#N/A"}},{"$error":"#N/A"},null,"",{"$error":"#N/A"},{"$error":"#N/A"},{"$error":"#N/A"},{"$error":"#N/A"},{"$error":"#N/A"},{"$error":"#N/A"},{"$error":"#N/A"},{"$error":"#N/A"},{"$error":"#N/A"},{"$error":"#N/A"},{"$error":"#N/A"},{"$error":"#N/A"},{"$error":"#N/A"},{"$error":"#N/A"},{"$error":"#N/A"},null,"",{"$error":"#N/A"},{"$error":"#N/A"},{"$error":"#N/A"},{"$error":"#N/A"},{"$error":"#N/A"},{"$error":"#N/A"},{"$error":"#N/A"},{"$error":"#N/A"},{"$error":"#N/A"},{"$error":"#N/A"},null,{"$error":"#N/A"},{"$f":"VLOOKUP($AX53&\"_\"&$CW$14,データシート1!$A:$BT,MATCH($CW$12&\"_\"&CX$20,データシート1!$A$1:$BT$1,0),0)","v":{"$error":"#N/A"}},{"$f":"VLOOKUP($AX53&\"_\"&$CW$14,データシート1!$A:$BT,MATCH($CW$12&\"_\"&CY$20,データシート1!$A$1:$BT$1,0),0)","v":{"$error":"#N/A"}},{"$f":"VLOOKUP($AX53&\"_\"&$CW$14,データシート1!$A:$BT,MATCH($CW$12&\"_\"&CZ$20,データシート1!$A$1:$BT$1,0),0)","v":{"$error":"#N/A"}},{"$f":"VLOOKUP($AX53&\"_\"&$CW$14,データシート1!$A:$BT,MATCH($CW$12&\"_\"&DA$20,データシート1!$A$1:$BT$1,0),0)","v":{"$error":"#N/A"}},{"$f":"VLOOKUP($AX53&\"_\"&$CW$14,データシート1!$A:$BT,MATCH($CW$12&\"_\"&DB$20,データシート1!$A$1:$BT$1,0),0)","v":{"$error":"#N/A"}},{"$f":"VLOOKUP($AX53&\"_\"&$CW$14,データシート1!$A:$BT,MATCH($CW$12&\"_\"&DC$20,データシート1!$A$1:$BT$1,0),0)","v":{"$error":"#N/A"}},{"$error":"#N/A"},null,{"$f":"VLOOKUP($AX53&\"_\"&$DF$14,データシート1!$A:$BT,MATCH($DF$12&\"_\"&DF$20,データシート1!$A$1:$BT$1,0),0)","v":{"$error":"#N/A"}},{"$f":"VLOOKUP($AX53&\"_\"&$DF$14,データシート1!$A:$BT,MATCH($DF$12&\"_\"&DG$20,データシート1!$A$1:$BT$1,0),0)","v":{"$error":"#N/A"}},{"$f":"VLOOKUP($AX53&\"_\"&$DF$14,データシート1!$A:$BT,MATCH($DF$12&\"_\"&DH$20,データシート1!$A$1:$BT$1,0),0)","v":{"$error":"#N/A"}},{"$f":"VLOOKUP($AX53&\"_\"&$DF$14,データシート1!$A:$BT,MATCH($DF$12&\"_\"&DI$20,データシート1!$A$1:$BT$1,0),0)","v":{"$error":"#N/A"}},{"$f":"VLOOKUP($AX53&\"_\"&$DF$14,データシート1!$A:$BT,MATCH($DF$12&\"_\"&DJ$20,データシート1!$A$1:$BT$1,0),0)","v":{"$error":"#N/A"}},{"$f":"VLOOKUP($AX53&\"_\"&$DF$14,データシート1!$A:$BT,MATCH($DF$12&\"_\"&DK$20,データシート1!$A$1:$BT$1,0),0)","v":{"$error":"#N/A"}},{"$error":"#N/A"},null,{"$error":"#N/A"},{"$error":"#N/A"},{"$error":"#N/A"},{"$error":"#N/A"},{"$error":"#N/A"},{"$error":"#N/A"}]
[{"$nulls":49},{"$f":"比較地域マスタ!$Y39","v":0},{"$f":"IF(IFERROR(比較地域マスタ!$Z39,\"\")=0,\"\",IFERROR(比較地域マスタ!$Z39,\"\"))","v":""},null,null,{"v":0,"d":"0 "},"",{"$error":"#N/A"},{"$error":"#N/A"},{"$f":"VLOOKUP($AX54&\"_\"&$BC$14,データシート1!$A:$BT,MATCH($BC$12&\"_\"&BF$20,データシート1!$A$1:$BT$1,0),0)","v":{"$error":"#N/A"}},{"$f":"VLOOKUP($AX54&\"_\"&$BC$14,データシート1!$A:$BT,MATCH($BC$12&\"_\"&BG$20,データシート1!$A$1:$BT$1,0),0)","v":{"$error":"#N/A"}},{"$f":"VLOOKUP($AX54&\"_\"&$BC$14,データシート1!$A:$BT,MATCH($BC$12&\"_\"&BH$20,データシート1!$A$1:$BT$1,0),0)","v":{"$error":"#N/A"}},{"$f":"VLOOKUP($AX54&\"_\"&$BC$14,データシート1!$A:$BT,MATCH($BC$12&\"_\"&BI$20,データシート1!$A$1:$BT$1,0),0)","v":{"$error":"#N/A"}},{"$f":"VLOOKUP($AX54&\"_\"&$BC$14,データシート1!$A:$BT,MATCH($BC$12&\"_\"&BJ$20,データシート1!$A$1:$BT$1,0),0)","v":{"$error":"#N/A"}},{"$error":"#N/A"},{"$error":"#N/A"},{"$f":"VLOOKUP($AX54&\"_\"&$BC$14,データシート1!$A:$BT,MATCH($BC$12&\"_\"&BM$20,データシート1!$A$1:$BT$1,0),0)","v":{"$error":"#N/A"}},{"$f":"VLOOKUP($AX54&\"_\"&$BC$14,データシート1!$A:$BT,MATCH($BC$12&\"_\"&BN$20,データシート1!$A$1:$BT$1,0),0)","v":{"$error":"#N/A"}},{"$f":"VLOOKUP($AX54&\"_\"&$BC$14,データシート1!$A:$BT,MATCH($BC$12&\"_\"&BO$20,データシート1!$A$1:$BT$1,0),0)","v":{"$error":"#N/A"}},{"$f":"VLOOKUP($AX54&\"_\"&$BC$14,データシート1!$A:$BT,MATCH($BC$12&\"_\"&BP$20,データシート1!$A$1:$BT$1,0),0)","v":{"$error":"#N/A"}},{"$f":"VLOOKUP($AX54&\"_\"&$BC$14,データシート1!$A:$BT,MATCH($BC$12&\"_\"&BQ$20,データシート1!$A$1:$BT$1,0),0)","v":{"$error":"#N/A"}},{"$error":"#N/A"},null,"",{"$error":"#N/A"},{"$error":"#N/A"},{"$error":"#N/A"},{"$error":"#N/A"},{"$error":"#N/A"},{"$error":"#N/A"},{"$error":"#N/A"},{"$error":"#N/A"},{"$error":"#N/A"},{"$error":"#N/A"},{"$error":"#N/A"},{"$error":"#N/A"},{"$error":"#N/A"},{"$error":"#N/A"},{"$error":"#N/A"},null,"",{"$error":"#N/A"},{"$error":"#N/A"},{"$error":"#N/A"},{"$error":"#N/A"},{"$error":"#N/A"},{"$error":"#N/A"},{"$error":"#N/A"},{"$error":"#N/A"},{"$error":"#N/A"},{"$error":"#N/A"},null,{"$error":"#N/A"},{"$f":"VLOOKUP($AX54&\"_\"&$CW$14,データシート1!$A:$BT,MATCH($CW$12&\"_\"&CX$20,データシート1!$A$1:$BT$1,0),0)","v":{"$error":"#N/A"}},{"$f":"VLOOKUP($AX54&\"_\"&$CW$14,データシート1!$A:$BT,MATCH($CW$12&\"_\"&CY$20,データシート1!$A$1:$BT$1,0),0)","v":{"$error":"#N/A"}},{"$f":"VLOOKUP($AX54&\"_\"&$CW$14,データシート1!$A:$BT,MATCH($CW$12&\"_\"&CZ$20,データシート1!$A$1:$BT$1,0),0)","v":{"$error":"#N/A"}},{"$f":"VLOOKUP($AX54&\"_\"&$CW$14,データシート1!$A:$BT,MATCH($CW$12&\"_\"&DA$20,データシート1!$A$1:$BT$1,0),0)","v":{"$error":"#N/A"}},{"$f":"VLOOKUP($AX54&\"_\"&$CW$14,データシート1!$A:$BT,MATCH($CW$12&\"_\"&DB$20,データシート1!$A$1:$BT$1,0),0)","v":{"$error":"#N/A"}},{"$f":"VLOOKUP($AX54&\"_\"&$CW$14,データシート1!$A:$BT,MATCH($CW$12&\"_\"&DC$20,データシート1!$A$1:$BT$1,0),0)","v":{"$error":"#N/A"}},{"$error":"#N/A"},null,{"$f":"VLOOKUP($AX54&\"_\"&$DF$14,データシート1!$A:$BT,MATCH($DF$12&\"_\"&DF$20,データシート1!$A$1:$BT$1,0),0)","v":{"$error":"#N/A"}},{"$f":"VLOOKUP($AX54&\"_\"&$DF$14,データシート1!$A:$BT,MATCH($DF$12&\"_\"&DG$20,データシート1!$A$1:$BT$1,0),0)","v":{"$error":"#N/A"}},{"$f":"VLOOKUP($AX54&\"_\"&$DF$14,データシート1!$A:$BT,MATCH($DF$12&\"_\"&DH$20,データシート1!$A$1:$BT$1,0),0)","v":{"$error":"#N/A"}},{"$f":"VLOOKUP($AX54&\"_\"&$DF$14,データシート1!$A:$BT,MATCH($DF$12&\"_\"&DI$20,データシート1!$A$1:$BT$1,0),0)","v":{"$error":"#N/A"}},{"$f":"VLOOKUP($AX54&\"_\"&$DF$14,データシート1!$A:$BT,MATCH($DF$12&\"_\"&DJ$20,データシート1!$A$1:$BT$1,0),0)","v":{"$error":"#N/A"}},{"$f":"VLOOKUP($AX54&\"_\"&$DF$14,データシート1!$A:$BT,MATCH($DF$12&\"_\"&DK$20,データシート1!$A$1:$BT$1,0),0)","v":{"$error":"#N/A"}},{"$error":"#N/A"},null,{"$error":"#N/A"},{"$error":"#N/A"},{"$error":"#N/A"},{"$error":"#N/A"},{"$error":"#N/A"},{"$error":"#N/A"}]
[{"$nulls":49},{"$f":"比較地域マスタ!$Y40","v":0},{"$f":"IF(IFERROR(比較地域マスタ!$Z40,\"\")=0,\"\",IFERROR(比較地域マスタ!$Z40,\"\"))","v":""},null,null,{"v":0,"d":"0 "},"",{"$error":"#N/A"},{"$error":"#N/A"},{"$f":"VLOOKUP($AX55&\"_\"&$BC$14,データシート1!$A:$BT,MATCH($BC$12&\"_\"&BF$20,データシート1!$A$1:$BT$1,0),0)","v":{"$error":"#N/A"}},{"$f":"VLOOKUP($AX55&\"_\"&$BC$14,データシート1!$A:$BT,MATCH($BC$12&\"_\"&BG$20,データシート1!$A$1:$BT$1,0),0)","v":{"$error":"#N/A"}},{"$f":"VLOOKUP($AX55&\"_\"&$BC$14,データシート1!$A:$BT,MATCH($BC$12&\"_\"&BH$20,データシート1!$A$1:$BT$1,0),0)","v":{"$error":"#N/A"}},{"$f":"VLOOKUP($AX55&\"_\"&$BC$14,データシート1!$A:$BT,MATCH($BC$12&\"_\"&BI$20,データシート1!$A$1:$BT$1,0),0)","v":{"$error":"#N/A"}},{"$f":"VLOOKUP($AX55&\"_\"&$BC$14,データシート1!$A:$BT,MATCH($BC$12&\"_\"&BJ$20,データシート1!$A$1:$BT$1,0),0)","v":{"$error":"#N/A"}},{"$error":"#N/A"},{"$error":"#N/A"},{"$f":"VLOOKUP($AX55&\"_\"&$BC$14,データシート1!$A:$BT,MATCH($BC$12&\"_\"&BM$20,データシート1!$A$1:$BT$1,0),0)","v":{"$error":"#N/A"}},{"$f":"VLOOKUP($AX55&\"_\"&$BC$14,データシート1!$A:$BT,MATCH($BC$12&\"_\"&BN$20,データシート1!$A$1:$BT$1,0),0)","v":{"$error":"#N/A"}},{"$f":"VLOOKUP($AX55&\"_\"&$BC$14,データシート1!$A:$BT,MATCH($BC$12&\"_\"&BO$20,データシート1!$A$1:$BT$1,0),0)","v":{"$error":"#N/A"}},{"$f":"VLOOKUP($AX55&\"_\"&$BC$14,データシート1!$A:$BT,MATCH($BC$12&\"_\"&BP$20,データシート1!$A$1:$BT$1,0),0)","v":{"$error":"#N/A"}},{"$f":"VLOOKUP($AX55&\"_\"&$BC$14,データシート1!$A:$BT,MATCH($BC$12&\"_\"&BQ$20,データシート1!$A$1:$BT$1,0),0)","v":{"$error":"#N/A"}},{"$error":"#N/A"},null,"",{"$error":"#N/A"},{"$error":"#N/A"},{"$error":"#N/A"},{"$error":"#N/A"},{"$error":"#N/A"},{"$error":"#N/A"},{"$error":"#N/A"},{"$error":"#N/A"},{"$error":"#N/A"},{"$error":"#N/A"},{"$error":"#N/A"},{"$error":"#N/A"},{"$error":"#N/A"},{"$error":"#N/A"},{"$error":"#N/A"},null,"",{"$error":"#N/A"},{"$error":"#N/A"},{"$error":"#N/A"},{"$error":"#N/A"},{"$error":"#N/A"},{"$error":"#N/A"},{"$error":"#N/A"},{"$error":"#N/A"},{"$error":"#N/A"},{"$error":"#N/A"},null,{"$error":"#N/A"},{"$f":"VLOOKUP($AX55&\"_\"&$CW$14,データシート1!$A:$BT,MATCH($CW$12&\"_\"&CX$20,データシート1!$A$1:$BT$1,0),0)","v":{"$error":"#N/A"}},{"$f":"VLOOKUP($AX55&\"_\"&$CW$14,データシート1!$A:$BT,MATCH($CW$12&\"_\"&CY$20,データシート1!$A$1:$BT$1,0),0)","v":{"$error":"#N/A"}},{"$f":"VLOOKUP($AX55&\"_\"&$CW$14,データシート1!$A:$BT,MATCH($CW$12&\"_\"&CZ$20,データシート1!$A$1:$BT$1,0),0)","v":{"$error":"#N/A"}},{"$f":"VLOOKUP($AX55&\"_\"&$CW$14,データシート1!$A:$BT,MATCH($CW$12&\"_\"&DA$20,データシート1!$A$1:$BT$1,0),0)","v":{"$error":"#N/A"}},{"$f":"VLOOKUP($AX55&\"_\"&$CW$14,データシート1!$A:$BT,MATCH($CW$12&\"_\"&DB$20,データシート1!$A$1:$BT$1,0),0)","v":{"$error":"#N/A"}},{"$f":"VLOOKUP($AX55&\"_\"&$CW$14,データシート1!$A:$BT,MATCH($CW$12&\"_\"&DC$20,データシート1!$A$1:$BT$1,0),0)","v":{"$error":"#N/A"}},{"$error":"#N/A"},null,{"$f":"VLOOKUP($AX55&\"_\"&$DF$14,データシート1!$A:$BT,MATCH($DF$12&\"_\"&DF$20,データシート1!$A$1:$BT$1,0),0)","v":{"$error":"#N/A"}},{"$f":"VLOOKUP($AX55&\"_\"&$DF$14,データシート1!$A:$BT,MATCH($DF$12&\"_\"&DG$20,データシート1!$A$1:$BT$1,0),0)","v":{"$error":"#N/A"}},{"$f":"VLOOKUP($AX55&\"_\"&$DF$14,データシート1!$A:$BT,MATCH($DF$12&\"_\"&DH$20,データシート1!$A$1:$BT$1,0),0)","v":{"$error":"#N/A"}},{"$f":"VLOOKUP($AX55&\"_\"&$DF$14,データシート1!$A:$BT,MATCH($DF$12&\"_\"&DI$20,データシート1!$A$1:$BT$1,0),0)","v":{"$error":"#N/A"}},{"$f":"VLOOKUP($AX55&\"_\"&$DF$14,データシート1!$A:$BT,MATCH($DF$12&\"_\"&DJ$20,データシート1!$A$1:$BT$1,0),0)","v":{"$error":"#N/A"}},{"$f":"VLOOKUP($AX55&\"_\"&$DF$14,データシート1!$A:$BT,MATCH($DF$12&\"_\"&DK$20,データシート1!$A$1:$BT$1,0),0)","v":{"$error":"#N/A"}},{"$error":"#N/A"},null,{"$error":"#N/A"},{"$error":"#N/A"},{"$error":"#N/A"},{"$error":"#N/A"},{"$error":"#N/A"},{"$error":"#N/A"}]
[{"$nulls":49},{"$f":"比較地域マスタ!$Y41","v":0},{"$f":"IF(IFERROR(比較地域マスタ!$Z41,\"\")=0,\"\",IFERROR(比較地域マスタ!$Z41,\"\"))","v":""},null,null,{"v":0,"d":"0 "},"",{"$error":"#N/A"},{"$error":"#N/A"},{"$f":"VLOOKUP($AX56&\"_\"&$BC$14,データシート1!$A:$BT,MATCH($BC$12&\"_\"&BF$20,データシート1!$A$1:$BT$1,0),0)","v":{"$error":"#N/A"}},{"$f":"VLOOKUP($AX56&\"_\"&$BC$14,データシート1!$A:$BT,MATCH($BC$12&\"_\"&BG$20,データシート1!$A$1:$BT$1,0),0)","v":{"$error":"#N/A"}},{"$f":"VLOOKUP($AX56&\"_\"&$BC$14,データシート1!$A:$BT,MATCH($BC$12&\"_\"&BH$20,データシート1!$A$1:$BT$1,0),0)","v":{"$error":"#N/A"}},{"$f":"VLOOKUP($AX56&\"_\"&$BC$14,データシート1!$A:$BT,MATCH($BC$12&\"_\"&BI$20,データシート1!$A$1:$BT$1,0),0)","v":{"$error":"#N/A"}},{"$f":"VLOOKUP($AX56&\"_\"&$BC$14,データシート1!$A:$BT,MATCH($BC$12&\"_\"&BJ$20,データシート1!$A$1:$BT$1,0),0)","v":{"$error":"#N/A"}},{"$error":"#N/A"},{"$error":"#N/A"},{"$f":"VLOOKUP($AX56&\"_\"&$BC$14,データシート1!$A:$BT,MATCH($BC$12&\"_\"&BM$20,データシート1!$A$1:$BT$1,0),0)","v":{"$error":"#N/A"}},{"$f":"VLOOKUP($AX56&\"_\"&$BC$14,データシート1!$A:$BT,MATCH($BC$12&\"_\"&BN$20,データシート1!$A$1:$BT$1,0),0)","v":{"$error":"#N/A"}},{"$f":"VLOOKUP($AX56&\"_\"&$BC$14,データシート1!$A:$BT,MATCH($BC$12&\"_\"&BO$20,データシート1!$A$1:$BT$1,0),0)","v":{"$error":"#N/A"}},{"$f":"VLOOKUP($AX56&\"_\"&$BC$14,データシート1!$A:$BT,MATCH($BC$12&\"_\"&BP$20,データシート1!$A$1:$BT$1,0),0)","v":{"$error":"#N/A"}},{"$f":"VLOOKUP($AX56&\"_\"&$BC$14,データシート1!$A:$BT,MATCH($BC$12&\"_\"&BQ$20,データシート1!$A$1:$BT$1,0),0)","v":{"$error":"#N/A"}},{"$error":"#N/A"},null,"",{"$error":"#N/A"},{"$error":"#N/A"},{"$error":"#N/A"},{"$error":"#N/A"},{"$error":"#N/A"},{"$error":"#N/A"},{"$error":"#N/A"},{"$error":"#N/A"},{"$error":"#N/A"},{"$error":"#N/A"},{"$error":"#N/A"},{"$error":"#N/A"},{"$error":"#N/A"},{"$error":"#N/A"},{"$error":"#N/A"},null,"",{"$error":"#N/A"},{"$error":"#N/A"},{"$error":"#N/A"},{"$error":"#N/A"},{"$error":"#N/A"},{"$error":"#N/A"},{"$error":"#N/A"},{"$error":"#N/A"},{"$error":"#N/A"},{"$error":"#N/A"},null,{"$error":"#N/A"},{"$f":"VLOOKUP($AX56&\"_\"&$CW$14,データシート1!$A:$BT,MATCH($CW$12&\"_\"&CX$20,データシート1!$A$1:$BT$1,0),0)","v":{"$error":"#N/A"}},{"$f":"VLOOKUP($AX56&\"_\"&$CW$14,データシート1!$A:$BT,MATCH($CW$12&\"_\"&CY$20,データシート1!$A$1:$BT$1,0),0)","v":{"$error":"#N/A"}},{"$f":"VLOOKUP($AX56&\"_\"&$CW$14,データシート1!$A:$BT,MATCH($CW$12&\"_\"&CZ$20,データシート1!$A$1:$BT$1,0),0)","v":{"$error":"#N/A"}},{"$f":"VLOOKUP($AX56&\"_\"&$CW$14,データシート1!$A:$BT,MATCH($CW$12&\"_\"&DA$20,データシート1!$A$1:$BT$1,0),0)","v":{"$error":"#N/A"}},{"$f":"VLOOKUP($AX56&\"_\"&$CW$14,データシート1!$A:$BT,MATCH($CW$12&\"_\"&DB$20,データシート1!$A$1:$BT$1,0),0)","v":{"$error":"#N/A"}},{"$f":"VLOOKUP($AX56&\"_\"&$CW$14,データシート1!$A:$BT,MATCH($CW$12&\"_\"&DC$20,データシート1!$A$1:$BT$1,0),0)","v":{"$error":"#N/A"}},{"$error":"#N/A"},null,{"$f":"VLOOKUP($AX56&\"_\"&$DF$14,データシート1!$A:$BT,MATCH($DF$12&\"_\"&DF$20,データシート1!$A$1:$BT$1,0),0)","v":{"$error":"#N/A"}},{"$f":"VLOOKUP($AX56&\"_\"&$DF$14,データシート1!$A:$BT,MATCH($DF$12&\"_\"&DG$20,データシート1!$A$1:$BT$1,0),0)","v":{"$error":"#N/A"}},{"$f":"VLOOKUP($AX56&\"_\"&$DF$14,データシート1!$A:$BT,MATCH($DF$12&\"_\"&DH$20,データシート1!$A$1:$BT$1,0),0)","v":{"$error":"#N/A"}},{"$f":"VLOOKUP($AX56&\"_\"&$DF$14,データシート1!$A:$BT,MATCH($DF$12&\"_\"&DI$20,データシート1!$A$1:$BT$1,0),0)","v":{"$error":"#N/A"}},{"$f":"VLOOKUP($AX56&\"_\"&$DF$14,データシート1!$A:$BT,MATCH($DF$12&\"_\"&DJ$20,データシート1!$A$1:$BT$1,0),0)","v":{"$error":"#N/A"}},{"$f":"VLOOKUP($AX56&\"_\"&$DF$14,データシート1!$A:$BT,MATCH($DF$12&\"_\"&DK$20,データシート1!$A$1:$BT$1,0),0)","v":{"$error":"#N/A"}},{"$error":"#N/A"},null,{"$error":"#N/A"},{"$error":"#N/A"},{"$error":"#N/A"},{"$error":"#N/A"},{"$error":"#N/A"},{"$error":"#N/A"}]
[{"$nulls":49},{"$f":"比較地域マスタ!$Y42","v":0},{"$f":"IF(IFERROR(比較地域マスタ!$Z42,\"\")=0,\"\",IFERROR(比較地域マスタ!$Z42,\"\"))","v":""},null,null,{"v":0,"d":"0 "},"",{"$error":"#N/A"},{"$error":"#N/A"},{"$f":"VLOOKUP($AX57&\"_\"&$BC$14,データシート1!$A:$BT,MATCH($BC$12&\"_\"&BF$20,データシート1!$A$1:$BT$1,0),0)","v":{"$error":"#N/A"}},{"$f":"VLOOKUP($AX57&\"_\"&$BC$14,データシート1!$A:$BT,MATCH($BC$12&\"_\"&BG$20,データシート1!$A$1:$BT$1,0),0)","v":{"$error":"#N/A"}},{"$f":"VLOOKUP($AX57&\"_\"&$BC$14,データシート1!$A:$BT,MATCH($BC$12&\"_\"&BH$20,データシート1!$A$1:$BT$1,0),0)","v":{"$error":"#N/A"}},{"$f":"VLOOKUP($AX57&\"_\"&$BC$14,データシート1!$A:$BT,MATCH($BC$12&\"_\"&BI$20,データシート1!$A$1:$BT$1,0),0)","v":{"$error":"#N/A"}},{"$f":"VLOOKUP($AX57&\"_\"&$BC$14,データシート1!$A:$BT,MATCH($BC$12&\"_\"&BJ$20,データシート1!$A$1:$BT$1,0),0)","v":{"$error":"#N/A"}},{"$error":"#N/A"},{"$error":"#N/A"},{"$f":"VLOOKUP($AX57&\"_\"&$BC$14,データシート1!$A:$BT,MATCH($BC$12&\"_\"&BM$20,データシート1!$A$1:$BT$1,0),0)","v":{"$error":"#N/A"}},{"$f":"VLOOKUP($AX57&\"_\"&$BC$14,データシート1!$A:$BT,MATCH($BC$12&\"_\"&BN$20,データシート1!$A$1:$BT$1,0),0)","v":{"$error":"#N/A"}},{"$f":"VLOOKUP($AX57&\"_\"&$BC$14,データシート1!$A:$BT,MATCH($BC$12&\"_\"&BO$20,データシート1!$A$1:$BT$1,0),0)","v":{"$error":"#N/A"}},{"$f":"VLOOKUP($AX57&\"_\"&$BC$14,データシート1!$A:$BT,MATCH($BC$12&\"_\"&BP$20,データシート1!$A$1:$BT$1,0),0)","v":{"$error":"#N/A"}},{"$f":"VLOOKUP($AX57&\"_\"&$BC$14,データシート1!$A:$BT,MATCH($BC$12&\"_\"&BQ$20,データシート1!$A$1:$BT$1,0),0)","v":{"$error":"#N/A"}},{"$error":"#N/A"},null,"",{"$error":"#N/A"},{"$error":"#N/A"},{"$error":"#N/A"},{"$error":"#N/A"},{"$error":"#N/A"},{"$error":"#N/A"},{"$error":"#N/A"},{"$error":"#N/A"},{"$error":"#N/A"},{"$error":"#N/A"},{"$error":"#N/A"},{"$error":"#N/A"},{"$error":"#N/A"},{"$error":"#N/A"},{"$error":"#N/A"},null,"",{"$error":"#N/A"},{"$error":"#N/A"},{"$error":"#N/A"},{"$error":"#N/A"},{"$error":"#N/A"},{"$error":"#N/A"},{"$error":"#N/A"},{"$error":"#N/A"},{"$error":"#N/A"},{"$error":"#N/A"},null,{"$error":"#N/A"},{"$f":"VLOOKUP($AX57&\"_\"&$CW$14,データシート1!$A:$BT,MATCH($CW$12&\"_\"&CX$20,データシート1!$A$1:$BT$1,0),0)","v":{"$error":"#N/A"}},{"$f":"VLOOKUP($AX57&\"_\"&$CW$14,データシート1!$A:$BT,MATCH($CW$12&\"_\"&CY$20,データシート1!$A$1:$BT$1,0),0)","v":{"$error":"#N/A"}},{"$f":"VLOOKUP($AX57&\"_\"&$CW$14,データシート1!$A:$BT,MATCH($CW$12&\"_\"&CZ$20,データシート1!$A$1:$BT$1,0),0)","v":{"$error":"#N/A"}},{"$f":"VLOOKUP($AX57&\"_\"&$CW$14,データシート1!$A:$BT,MATCH($CW$12&\"_\"&DA$20,データシート1!$A$1:$BT$1,0),0)","v":{"$error":"#N/A"}},{"$f":"VLOOKUP($AX57&\"_\"&$CW$14,データシート1!$A:$BT,MATCH($CW$12&\"_\"&DB$20,データシート1!$A$1:$BT$1,0),0)","v":{"$error":"#N/A"}},{"$f":"VLOOKUP($AX57&\"_\"&$CW$14,データシート1!$A:$BT,MATCH($CW$12&\"_\"&DC$20,データシート1!$A$1:$BT$1,0),0)","v":{"$error":"#N/A"}},{"$error":"#N/A"},null,{"$f":"VLOOKUP($AX57&\"_\"&$DF$14,データシート1!$A:$BT,MATCH($DF$12&\"_\"&DF$20,データシート1!$A$1:$BT$1,0),0)","v":{"$error":"#N/A"}},{"$f":"VLOOKUP($AX57&\"_\"&$DF$14,データシート1!$A:$BT,MATCH($DF$12&\"_\"&DG$20,データシート1!$A$1:$BT$1,0),0)","v":{"$error":"#N/A"}},{"$f":"VLOOKUP($AX57&\"_\"&$DF$14,データシート1!$A:$BT,MATCH($DF$12&\"_\"&DH$20,データシート1!$A$1:$BT$1,0),0)","v":{"$error":"#N/A"}},{"$f":"VLOOKUP($AX57&\"_\"&$DF$14,データシート1!$A:$BT,MATCH($DF$12&\"_\"&DI$20,データシート1!$A$1:$BT$1,0),0)","v":{"$error":"#N/A"}},{"$f":"VLOOKUP($AX57&\"_\"&$DF$14,データシート1!$A:$BT,MATCH($DF$12&\"_\"&DJ$20,データシート1!$A$1:$BT$1,0),0)","v":{"$error":"#N/A"}},{"$f":"VLOOKUP($AX57&\"_\"&$DF$14,データシート1!$A:$BT,MATCH($DF$12&\"_\"&DK$20,データシート1!$A$1:$BT$1,0),0)","v":{"$error":"#N/A"}},{"$error":"#N/A"},null,{"$error":"#N/A"},{"$error":"#N/A"},{"$error":"#N/A"},{"$error":"#N/A"},{"$error":"#N/A"},{"$error":"#N/A"}]
[{"$nulls":49},{"$f":"比較地域マスタ!$Y43","v":0},{"$f":"IF(IFERROR(比較地域マスタ!$Z43,\"\")=0,\"\",IFERROR(比較地域マスタ!$Z43,\"\"))","v":""},null,null,{"v":0,"d":"0 "},"",{"$error":"#N/A"},{"$error":"#N/A"},{"$f":"VLOOKUP($AX58&\"_\"&$BC$14,データシート1!$A:$BT,MATCH($BC$12&\"_\"&BF$20,データシート1!$A$1:$BT$1,0),0)","v":{"$error":"#N/A"}},{"$f":"VLOOKUP($AX58&\"_\"&$BC$14,データシート1!$A:$BT,MATCH($BC$12&\"_\"&BG$20,データシート1!$A$1:$BT$1,0),0)","v":{"$error":"#N/A"}},{"$f":"VLOOKUP($AX58&\"_\"&$BC$14,データシート1!$A:$BT,MATCH($BC$12&\"_\"&BH$20,データシート1!$A$1:$BT$1,0),0)","v":{"$error":"#N/A"}},{"$f":"VLOOKUP($AX58&\"_\"&$BC$14,データシート1!$A:$BT,MATCH($BC$12&\"_\"&BI$20,データシート1!$A$1:$BT$1,0),0)","v":{"$error":"#N/A"}},{"$f":"VLOOKUP($AX58&\"_\"&$BC$14,データシート1!$A:$BT,MATCH($BC$12&\"_\"&BJ$20,データシート1!$A$1:$BT$1,0),0)","v":{"$error":"#N/A"}},{"$error":"#N/A"},{"$error":"#N/A"},{"$f":"VLOOKUP($AX58&\"_\"&$BC$14,データシート1!$A:$BT,MATCH($BC$12&\"_\"&BM$20,データシート1!$A$1:$BT$1,0),0)","v":{"$error":"#N/A"}},{"$f":"VLOOKUP($AX58&\"_\"&$BC$14,データシート1!$A:$BT,MATCH($BC$12&\"_\"&BN$20,データシート1!$A$1:$BT$1,0),0)","v":{"$error":"#N/A"}},{"$f":"VLOOKUP($AX58&\"_\"&$BC$14,データシート1!$A:$BT,MATCH($BC$12&\"_\"&BO$20,データシート1!$A$1:$BT$1,0),0)","v":{"$error":"#N/A"}},{"$f":"VLOOKUP($AX58&\"_\"&$BC$14,データシート1!$A:$BT,MATCH($BC$12&\"_\"&BP$20,データシート1!$A$1:$BT$1,0),0)","v":{"$error":"#N/A"}},{"$f":"VLOOKUP($AX58&\"_\"&$BC$14,データシート1!$A:$BT,MATCH($BC$12&\"_\"&BQ$20,データシート1!$A$1:$BT$1,0),0)","v":{"$error":"#N/A"}},{"$error":"#N/A"},null,"",{"$error":"#N/A"},{"$error":"#N/A"},{"$error":"#N/A"},{"$error":"#N/A"},{"$error":"#N/A"},{"$error":"#N/A"},{"$error":"#N/A"},{"$error":"#N/A"},{"$error":"#N/A"},{"$error":"#N/A"},{"$error":"#N/A"},{"$error":"#N/A"},{"$error":"#N/A"},{"$error":"#N/A"},{"$error":"#N/A"},null,"",{"$error":"#N/A"},{"$error":"#N/A"},{"$error":"#N/A"},{"$error":"#N/A"},{"$error":"#N/A"},{"$error":"#N/A"},{"$error":"#N/A"},{"$error":"#N/A"},{"$error":"#N/A"},{"$error":"#N/A"},null,{"$error":"#N/A"},{"$f":"VLOOKUP($AX58&\"_\"&$CW$14,データシート1!$A:$BT,MATCH($CW$12&\"_\"&CX$20,データシート1!$A$1:$BT$1,0),0)","v":{"$error":"#N/A"}},{"$f":"VLOOKUP($AX58&\"_\"&$CW$14,データシート1!$A:$BT,MATCH($CW$12&\"_\"&CY$20,データシート1!$A$1:$BT$1,0),0)","v":{"$error":"#N/A"}},{"$f":"VLOOKUP($AX58&\"_\"&$CW$14,データシート1!$A:$BT,MATCH($CW$12&\"_\"&CZ$20,データシート1!$A$1:$BT$1,0),0)","v":{"$error":"#N/A"}},{"$f":"VLOOKUP($AX58&\"_\"&$CW$14,データシート1!$A:$BT,MATCH($CW$12&\"_\"&DA$20,データシート1!$A$1:$BT$1,0),0)","v":{"$error":"#N/A"}},{"$f":"VLOOKUP($AX58&\"_\"&$CW$14,データシート1!$A:$BT,MATCH($CW$12&\"_\"&DB$20,データシート1!$A$1:$BT$1,0),0)","v":{"$error":"#N/A"}},{"$f":"VLOOKUP($AX58&\"_\"&$CW$14,データシート1!$A:$BT,MATCH($CW$12&\"_\"&DC$20,データシート1!$A$1:$BT$1,0),0)","v":{"$error":"#N/A"}},{"$error":"#N/A"},null,{"$f":"VLOOKUP($AX58&\"_\"&$DF$14,データシート1!$A:$BT,MATCH($DF$12&\"_\"&DF$20,データシート1!$A$1:$BT$1,0),0)","v":{"$error":"#N/A"}},{"$f":"VLOOKUP($AX58&\"_\"&$DF$14,データシート1!$A:$BT,MATCH($DF$12&\"_\"&DG$20,データシート1!$A$1:$BT$1,0),0)","v":{"$error":"#N/A"}},{"$f":"VLOOKUP($AX58&\"_\"&$DF$14,データシート1!$A:$BT,MATCH($DF$12&\"_\"&DH$20,データシート1!$A$1:$BT$1,0),0)","v":{"$error":"#N/A"}},{"$f":"VLOOKUP($AX58&\"_\"&$DF$14,データシート1!$A:$BT,MATCH($DF$12&\"_\"&DI$20,データシート1!$A$1:$BT$1,0),0)","v":{"$error":"#N/A"}},{"$f":"VLOOKUP($AX58&\"_\"&$DF$14,データシート1!$A:$BT,MATCH($DF$12&\"_\"&DJ$20,データシート1!$A$1:$BT$1,0),0)","v":{"$error":"#N/A"}},{"$f":"VLOOKUP($AX58&\"_\"&$DF$14,データシート1!$A:$BT,MATCH($DF$12&\"_\"&DK$20,データシート1!$A$1:$BT$1,0),0)","v":{"$error":"#N/A"}},{"$error":"#N/A"},null,{"$error":"#N/A"},{"$error":"#N/A"},{"$error":"#N/A"},{"$error":"#N/A"},{"$error":"#N/A"},{"$error":"#N/A"}]
[{"$nulls":49},{"$f":"比較地域マスタ!$Y44","v":0},{"$f":"IF(IFERROR(比較地域マスタ!$Z44,\"\")=0,\"\",IFERROR(比較地域マスタ!$Z44,\"\"))","v":""},null,null,{"v":0,"d":"0 "},"",{"$error":"#N/A"},{"$error":"#N/A"},{"$f":"VLOOKUP($AX59&\"_\"&$BC$14,データシート1!$A:$BT,MATCH($BC$12&\"_\"&BF$20,データシート1!$A$1:$BT$1,0),0)","v":{"$error":"#N/A"}},{"$f":"VLOOKUP($AX59&\"_\"&$BC$14,データシート1!$A:$BT,MATCH($BC$12&\"_\"&BG$20,データシート1!$A$1:$BT$1,0),0)","v":{"$error":"#N/A"}},{"$f":"VLOOKUP($AX59&\"_\"&$BC$14,データシート1!$A:$BT,MATCH($BC$12&\"_\"&BH$20,データシート1!$A$1:$BT$1,0),0)","v":{"$error":"#N/A"}},{"$f":"VLOOKUP($AX59&\"_\"&$BC$14,データシート1!$A:$BT,MATCH($BC$12&\"_\"&BI$20,データシート1!$A$1:$BT$1,0),0)","v":{"$error":"#N/A"}},{"$f":"VLOOKUP($AX59&\"_\"&$BC$14,データシート1!$A:$BT,MATCH($BC$12&\"_\"&BJ$20,データシート1!$A$1:$BT$1,0),0)","v":{"$error":"#N/A"}},{"$error":"#N/A"},{"$error":"#N/A"},{"$f":"VLOOKUP($AX59&\"_\"&$BC$14,データシート1!$A:$BT,MATCH($BC$12&\"_\"&BM$20,データシート1!$A$1:$BT$1,0),0)","v":{"$error":"#N/A"}},{"$f":"VLOOKUP($AX59&\"_\"&$BC$14,データシート1!$A:$BT,MATCH($BC$12&\"_\"&BN$20,データシート1!$A$1:$BT$1,0),0)","v":{"$error":"#N/A"}},{"$f":"VLOOKUP($AX59&\"_\"&$BC$14,データシート1!$A:$BT,MATCH($BC$12&\"_\"&BO$20,データシート1!$A$1:$BT$1,0),0)","v":{"$error":"#N/A"}},{"$f":"VLOOKUP($AX59&\"_\"&$BC$14,データシート1!$A:$BT,MATCH($BC$12&\"_\"&BP$20,データシート1!$A$1:$BT$1,0),0)","v":{"$error":"#N/A"}},{"$f":"VLOOKUP($AX59&\"_\"&$BC$14,データシート1!$A:$BT,MATCH($BC$12&\"_\"&BQ$20,データシート1!$A$1:$BT$1,0),0)","v":{"$error":"#N/A"}},{"$error":"#N/A"},null,"",{"$error":"#N/A"},{"$error":"#N/A"},{"$error":"#N/A"},{"$error":"#N/A"},{"$error":"#N/A"},{"$error":"#N/A"},{"$error":"#N/A"},{"$error":"#N/A"},{"$error":"#N/A"},{"$error":"#N/A"},{"$error":"#N/A"},{"$error":"#N/A"},{"$error":"#N/A"},{"$error":"#N/A"},{"$error":"#N/A"},null,"",{"$error":"#N/A"},{"$error":"#N/A"},{"$error":"#N/A"},{"$error":"#N/A"},{"$error":"#N/A"},{"$error":"#N/A"},{"$error":"#N/A"},{"$error":"#N/A"},{"$error":"#N/A"},{"$error":"#N/A"},null,{"$error":"#N/A"},{"$f":"VLOOKUP($AX59&\"_\"&$CW$14,データシート1!$A:$BT,MATCH($CW$12&\"_\"&CX$20,データシート1!$A$1:$BT$1,0),0)","v":{"$error":"#N/A"}},{"$f":"VLOOKUP($AX59&\"_\"&$CW$14,データシート1!$A:$BT,MATCH($CW$12&\"_\"&CY$20,データシート1!$A$1:$BT$1,0),0)","v":{"$error":"#N/A"}},{"$f":"VLOOKUP($AX59&\"_\"&$CW$14,データシート1!$A:$BT,MATCH($CW$12&\"_\"&CZ$20,データシート1!$A$1:$BT$1,0),0)","v":{"$error":"#N/A"}},{"$f":"VLOOKUP($AX59&\"_\"&$CW$14,データシート1!$A:$BT,MATCH($CW$12&\"_\"&DA$20,データシート1!$A$1:$BT$1,0),0)","v":{"$error":"#N/A"}},{"$f":"VLOOKUP($AX59&\"_\"&$CW$14,データシート1!$A:$BT,MATCH($CW$12&\"_\"&DB$20,データシート1!$A$1:$BT$1,0),0)","v":{"$error":"#N/A"}},{"$f":"VLOOKUP($AX59&\"_\"&$CW$14,データシート1!$A:$BT,MATCH($CW$12&\"_\"&DC$20,データシート1!$A$1:$BT$1,0),0)","v":{"$error":"#N/A"}},{"$error":"#N/A"},null,{"$f":"VLOOKUP($AX59&\"_\"&$DF$14,データシート1!$A:$BT,MATCH($DF$12&\"_\"&DF$20,データシート1!$A$1:$BT$1,0),0)","v":{"$error":"#N/A"}},{"$f":"VLOOKUP($AX59&\"_\"&$DF$14,データシート1!$A:$BT,MATCH($DF$12&\"_\"&DG$20,データシート1!$A$1:$BT$1,0),0)","v":{"$error":"#N/A"}},{"$f":"VLOOKUP($AX59&\"_\"&$DF$14,データシート1!$A:$BT,MATCH($DF$12&\"_\"&DH$20,データシート1!$A$1:$BT$1,0),0)","v":{"$error":"#N/A"}},{"$f":"VLOOKUP($AX59&\"_\"&$DF$14,データシート1!$A:$BT,MATCH($DF$12&\"_\"&DI$20,データシート1!$A$1:$BT$1,0),0)","v":{"$error":"#N/A"}},{"$f":"VLOOKUP($AX59&\"_\"&$DF$14,データシート1!$A:$BT,MATCH($DF$12&\"_\"&DJ$20,データシート1!$A$1:$BT$1,0),0)","v":{"$error":"#N/A"}},{"$f":"VLOOKUP($AX59&\"_\"&$DF$14,データシート1!$A:$BT,MATCH($DF$12&\"_\"&DK$20,データシート1!$A$1:$BT$1,0),0)","v":{"$error":"#N/A"}},{"$error":"#N/A"},null,{"$error":"#N/A"},{"$error":"#N/A"},{"$error":"#N/A"},{"$error":"#N/A"},{"$error":"#N/A"},{"$error":"#N/A"}]
[{"$nulls":49},{"$f":"比較地域マスタ!$Y45","v":0},{"$f":"IF(IFERROR(比較地域マスタ!$Z45,\"\")=0,\"\",IFERROR(比較地域マスタ!$Z45,\"\"))","v":""},null,null,{"v":0,"d":"0 "},"",{"$error":"#N/A"},{"$error":"#N/A"},{"$f":"VLOOKUP($AX60&\"_\"&$BC$14,データシート1!$A:$BT,MATCH($BC$12&\"_\"&BF$20,データシート1!$A$1:$BT$1,0),0)","v":{"$error":"#N/A"}},{"$f":"VLOOKUP($AX60&\"_\"&$BC$14,データシート1!$A:$BT,MATCH($BC$12&\"_\"&BG$20,データシート1!$A$1:$BT$1,0),0)","v":{"$error":"#N/A"}},{"$f":"VLOOKUP($AX60&\"_\"&$BC$14,データシート1!$A:$BT,MATCH($BC$12&\"_\"&BH$20,データシート1!$A$1:$BT$1,0),0)","v":{"$error":"#N/A"}},{"$f":"VLOOKUP($AX60&\"_\"&$BC$14,データシート1!$A:$BT,MATCH($BC$12&\"_\"&BI$20,データシート1!$A$1:$BT$1,0),0)","v":{"$error":"#N/A"}},{"$f":"VLOOKUP($AX60&\"_\"&$BC$14,データシート1!$A:$BT,MATCH($BC$12&\"_\"&BJ$20,データシート1!$A$1:$BT$1,0),0)","v":{"$error":"#N/A"}},{"$error":"#N/A"},{"$error":"#N/A"},{"$f":"VLOOKUP($AX60&\"_\"&$BC$14,データシート1!$A:$BT,MATCH($BC$12&\"_\"&BM$20,データシート1!$A$1:$BT$1,0),0)","v":{"$error":"#N/A"}},{"$f":"VLOOKUP($AX60&\"_\"&$BC$14,データシート1!$A:$BT,MATCH($BC$12&\"_\"&BN$20,データシート1!$A$1:$BT$1,0),0)","v":{"$error":"#N/A"}},{"$f":"VLOOKUP($AX60&\"_\"&$BC$14,データシート1!$A:$BT,MATCH($BC$12&\"_\"&BO$20,データシート1!$A$1:$BT$1,0),0)","v":{"$error":"#N/A"}},{"$f":"VLOOKUP($AX60&\"_\"&$BC$14,データシート1!$A:$BT,MATCH($BC$12&\"_\"&BP$20,データシート1!$A$1:$BT$1,0),0)","v":{"$error":"#N/A"}},{"$f":"VLOOKUP($AX60&\"_\"&$BC$14,データシート1!$A:$BT,MATCH($BC$12&\"_\"&BQ$20,データシート1!$A$1:$BT$1,0),0)","v":{"$error":"#N/A"}},{"$error":"#N/A"},null,"",{"$error":"#N/A"},{"$error":"#N/A"},{"$error":"#N/A"},{"$error":"#N/A"},{"$error":"#N/A"},{"$error":"#N/A"},{"$error":"#N/A"},{"$error":"#N/A"},{"$error":"#N/A"},{"$error":"#N/A"},{"$error":"#N/A"},{"$error":"#N/A"},{"$error":"#N/A"},{"$error":"#N/A"},{"$error":"#N/A"},null,"",{"$error":"#N/A"},{"$error":"#N/A"},{"$error":"#N/A"},{"$error":"#N/A"},{"$error":"#N/A"},{"$error":"#N/A"},{"$error":"#N/A"},{"$error":"#N/A"},{"$error":"#N/A"},{"$error":"#N/A"},null,{"$error":"#N/A"},{"$f":"VLOOKUP($AX60&\"_\"&$CW$14,データシート1!$A:$BT,MATCH($CW$12&\"_\"&CX$20,データシート1!$A$1:$BT$1,0),0)","v":{"$error":"#N/A"}},{"$f":"VLOOKUP($AX60&\"_\"&$CW$14,データシート1!$A:$BT,MATCH($CW$12&\"_\"&CY$20,データシート1!$A$1:$BT$1,0),0)","v":{"$error":"#N/A"}},{"$f":"VLOOKUP($AX60&\"_\"&$CW$14,データシート1!$A:$BT,MATCH($CW$12&\"_\"&CZ$20,データシート1!$A$1:$BT$1,0),0)","v":{"$error":"#N/A"}},{"$f":"VLOOKUP($AX60&\"_\"&$CW$14,データシート1!$A:$BT,MATCH($CW$12&\"_\"&DA$20,データシート1!$A$1:$BT$1,0),0)","v":{"$error":"#N/A"}},{"$f":"VLOOKUP($AX60&\"_\"&$CW$14,データシート1!$A:$BT,MATCH($CW$12&\"_\"&DB$20,データシート1!$A$1:$BT$1,0),0)","v":{"$error":"#N/A"}},{"$f":"VLOOKUP($AX60&\"_\"&$CW$14,データシート1!$A:$BT,MATCH($CW$12&\"_\"&DC$20,データシート1!$A$1:$BT$1,0),0)","v":{"$error":"#N/A"}},{"$error":"#N/A"},null,{"$f":"VLOOKUP($AX60&\"_\"&$DF$14,データシート1!$A:$BT,MATCH($DF$12&\"_\"&DF$20,データシート1!$A$1:$BT$1,0),0)","v":{"$error":"#N/A"}},{"$f":"VLOOKUP($AX60&\"_\"&$DF$14,データシート1!$A:$BT,MATCH($DF$12&\"_\"&DG$20,データシート1!$A$1:$BT$1,0),0)","v":{"$error":"#N/A"}},{"$f":"VLOOKUP($AX60&\"_\"&$DF$14,データシート1!$A:$BT,MATCH($DF$12&\"_\"&DH$20,データシート1!$A$1:$BT$1,0),0)","v":{"$error":"#N/A"}},{"$f":"VLOOKUP($AX60&\"_\"&$DF$14,データシート1!$A:$BT,MATCH($DF$12&\"_\"&DI$20,データシート1!$A$1:$BT$1,0),0)","v":{"$error":"#N/A"}},{"$f":"VLOOKUP($AX60&\"_\"&$DF$14,データシート1!$A:$BT,MATCH($DF$12&\"_\"&DJ$20,データシート1!$A$1:$BT$1,0),0)","v":{"$error":"#N/A"}},{"$f":"VLOOKUP($AX60&\"_\"&$DF$14,データシート1!$A:$BT,MATCH($DF$12&\"_\"&DK$20,データシート1!$A$1:$BT$1,0),0)","v":{"$error":"#N/A"}},{"$error":"#N/A"},null,{"$error":"#N/A"},{"$error":"#N/A"},{"$error":"#N/A"},{"$error":"#N/A"},{"$error":"#N/A"},{"$error":"#N/A"}]
[{"$nulls":49},{"$f":"比較地域マスタ!$Y46","v":0},{"$f":"IF(IFERROR(比較地域マスタ!$Z46,\"\")=0,\"\",IFERROR(比較地域マスタ!$Z46,\"\"))","v":""},null,null,{"v":0,"d":"0 "},"",{"$error":"#N/A"},{"$error":"#N/A"},{"$f":"VLOOKUP($AX61&\"_\"&$BC$14,データシート1!$A:$BT,MATCH($BC$12&\"_\"&BF$20,データシート1!$A$1:$BT$1,0),0)","v":{"$error":"#N/A"}},{"$f":"VLOOKUP($AX61&\"_\"&$BC$14,データシート1!$A:$BT,MATCH($BC$12&\"_\"&BG$20,データシート1!$A$1:$BT$1,0),0)","v":{"$error":"#N/A"}},{"$f":"VLOOKUP($AX61&\"_\"&$BC$14,データシート1!$A:$BT,MATCH($BC$12&\"_\"&BH$20,データシート1!$A$1:$BT$1,0),0)","v":{"$error":"#N/A"}},{"$f":"VLOOKUP($AX61&\"_\"&$BC$14,データシート1!$A:$BT,MATCH($BC$12&\"_\"&BI$20,データシート1!$A$1:$BT$1,0),0)","v":{"$error":"#N/A"}},{"$f":"VLOOKUP($AX61&\"_\"&$BC$14,データシート1!$A:$BT,MATCH($BC$12&\"_\"&BJ$20,データシート1!$A$1:$BT$1,0),0)","v":{"$error":"#N/A"}},{"$error":"#N/A"},{"$error":"#N/A"},{"$f":"VLOOKUP($AX61&\"_\"&$BC$14,データシート1!$A:$BT,MATCH($BC$12&\"_\"&BM$20,データシート1!$A$1:$BT$1,0),0)","v":{"$error":"#N/A"}},{"$f":"VLOOKUP($AX61&\"_\"&$BC$14,データシート1!$A:$BT,MATCH($BC$12&\"_\"&BN$20,データシート1!$A$1:$BT$1,0),0)","v":{"$error":"#N/A"}},{"$f":"VLOOKUP($AX61&\"_\"&$BC$14,データシート1!$A:$BT,MATCH($BC$12&\"_\"&BO$20,データシート1!$A$1:$BT$1,0),0)","v":{"$error":"#N/A"}},{"$f":"VLOOKUP($AX61&\"_\"&$BC$14,データシート1!$A:$BT,MATCH($BC$12&\"_\"&BP$20,データシート1!$A$1:$BT$1,0),0)","v":{"$error":"#N/A"}},{"$f":"VLOOKUP($AX61&\"_\"&$BC$14,データシート1!$A:$BT,MATCH($BC$12&\"_\"&BQ$20,データシート1!$A$1:$BT$1,0),0)","v":{"$error":"#N/A"}},{"$error":"#N/A"},null,"",{"$error":"#N/A"},{"$error":"#N/A"},{"$error":"#N/A"},{"$error":"#N/A"},{"$error":"#N/A"},{"$error":"#N/A"},{"$error":"#N/A"},{"$error":"#N/A"},{"$error":"#N/A"},{"$error":"#N/A"},{"$error":"#N/A"},{"$error":"#N/A"},{"$error":"#N/A"},{"$error":"#N/A"},{"$error":"#N/A"},null,"",{"$error":"#N/A"},{"$error":"#N/A"},{"$error":"#N/A"},{"$error":"#N/A"},{"$error":"#N/A"},{"$error":"#N/A"},{"$error":"#N/A"},{"$error":"#N/A"},{"$error":"#N/A"},{"$error":"#N/A"},null,{"$error":"#N/A"},{"$f":"VLOOKUP($AX61&\"_\"&$CW$14,データシート1!$A:$BT,MATCH($CW$12&\"_\"&CX$20,データシート1!$A$1:$BT$1,0),0)","v":{"$error":"#N/A"}},{"$f":"VLOOKUP($AX61&\"_\"&$CW$14,データシート1!$A:$BT,MATCH($CW$12&\"_\"&CY$20,データシート1!$A$1:$BT$1,0),0)","v":{"$error":"#N/A"}},{"$f":"VLOOKUP($AX61&\"_\"&$CW$14,データシート1!$A:$BT,MATCH($CW$12&\"_\"&CZ$20,データシート1!$A$1:$BT$1,0),0)","v":{"$error":"#N/A"}},{"$f":"VLOOKUP($AX61&\"_\"&$CW$14,データシート1!$A:$BT,MATCH($CW$12&\"_\"&DA$20,データシート1!$A$1:$BT$1,0),0)","v":{"$error":"#N/A"}},{"$f":"VLOOKUP($AX61&\"_\"&$CW$14,データシート1!$A:$BT,MATCH($CW$12&\"_\"&DB$20,データシート1!$A$1:$BT$1,0),0)","v":{"$error":"#N/A"}},{"$f":"VLOOKUP($AX61&\"_\"&$CW$14,データシート1!$A:$BT,MATCH($CW$12&\"_\"&DC$20,データシート1!$A$1:$BT$1,0),0)","v":{"$error":"#N/A"}},{"$error":"#N/A"},null,{"$f":"VLOOKUP($AX61&\"_\"&$DF$14,データシート1!$A:$BT,MATCH($DF$12&\"_\"&DF$20,データシート1!$A$1:$BT$1,0),0)","v":{"$error":"#N/A"}},{"$f":"VLOOKUP($AX61&\"_\"&$DF$14,データシート1!$A:$BT,MATCH($DF$12&\"_\"&DG$20,データシート1!$A$1:$BT$1,0),0)","v":{"$error":"#N/A"}},{"$f":"VLOOKUP($AX61&\"_\"&$DF$14,データシート1!$A:$BT,MATCH($DF$12&\"_\"&DH$20,データシート1!$A$1:$BT$1,0),0)","v":{"$error":"#N/A"}},{"$f":"VLOOKUP($AX61&\"_\"&$DF$14,データシート1!$A:$BT,MATCH($DF$12&\"_\"&DI$20,データシート1!$A$1:$BT$1,0),0)","v":{"$error":"#N/A"}},{"$f":"VLOOKUP($AX61&\"_\"&$DF$14,データシート1!$A:$BT,MATCH($DF$12&\"_\"&DJ$20,データシート1!$A$1:$BT$1,0),0)","v":{"$error":"#N/A"}},{"$f":"VLOOKUP($AX61&\"_\"&$DF$14,データシート1!$A:$BT,MATCH($DF$12&\"_\"&DK$20,データシート1!$A$1:$BT$1,0),0)","v":{"$error":"#N/A"}},{"$error":"#N/A"},null,{"$error":"#N/A"},{"$error":"#N/A"},{"$error":"#N/A"},{"$error":"#N/A"},{"$error":"#N/A"},{"$error":"#N/A"}]
[{"$nulls":49},{"$f":"比較地域マスタ!$Y47","v":0},{"$f":"IF(IFERROR(比較地域マスタ!$Z47,\"\")=0,\"\",IFERROR(比較地域マスタ!$Z47,\"\"))","v":""},null,null,{"v":0,"d":"0 "},"",{"$error":"#N/A"},{"$error":"#N/A"},{"$f":"VLOOKUP($AX62&\"_\"&$BC$14,データシート1!$A:$BT,MATCH($BC$12&\"_\"&BF$20,データシート1!$A$1:$BT$1,0),0)","v":{"$error":"#N/A"}},{"$f":"VLOOKUP($AX62&\"_\"&$BC$14,データシート1!$A:$BT,MATCH($BC$12&\"_\"&BG$20,データシート1!$A$1:$BT$1,0),0)","v":{"$error":"#N/A"}},{"$f":"VLOOKUP($AX62&\"_\"&$BC$14,データシート1!$A:$BT,MATCH($BC$12&\"_\"&BH$20,データシート1!$A$1:$BT$1,0),0)","v":{"$error":"#N/A"}},{"$f":"VLOOKUP($AX62&\"_\"&$BC$14,データシート1!$A:$BT,MATCH($BC$12&\"_\"&BI$20,データシート1!$A$1:$BT$1,0),0)","v":{"$error":"#N/A"}},{"$f":"VLOOKUP($AX62&\"_\"&$BC$14,データシート1!$A:$BT,MATCH($BC$12&\"_\"&BJ$20,データシート1!$A$1:$BT$1,0),0)","v":{"$error":"#N/A"}},{"$error":"#N/A"},{"$error":"#N/A"},{"$f":"VLOOKUP($AX62&\"_\"&$BC$14,データシート1!$A:$BT,MATCH($BC$12&\"_\"&BM$20,データシート1!$A$1:$BT$1,0),0)","v":{"$error":"#N/A"}},{"$f":"VLOOKUP($AX62&\"_\"&$BC$14,データシート1!$A:$BT,MATCH($BC$12&\"_\"&BN$20,データシート1!$A$1:$BT$1,0),0)","v":{"$error":"#N/A"}},{"$f":"VLOOKUP($AX62&\"_\"&$BC$14,データシート1!$A:$BT,MATCH($BC$12&\"_\"&BO$20,データシート1!$A$1:$BT$1,0),0)","v":{"$error":"#N/A"}},{"$f":"VLOOKUP($AX62&\"_\"&$BC$14,データシート1!$A:$BT,MATCH($BC$12&\"_\"&BP$20,データシート1!$A$1:$BT$1,0),0)","v":{"$error":"#N/A"}},{"$f":"VLOOKUP($AX62&\"_\"&$BC$14,データシート1!$A:$BT,MATCH($BC$12&\"_\"&BQ$20,データシート1!$A$1:$BT$1,0),0)","v":{"$error":"#N/A"}},{"$error":"#N/A"},null,"",{"$error":"#N/A"},{"$error":"#N/A"},{"$error":"#N/A"},{"$error":"#N/A"},{"$error":"#N/A"},{"$error":"#N/A"},{"$error":"#N/A"},{"$error":"#N/A"},{"$error":"#N/A"},{"$error":"#N/A"},{"$error":"#N/A"},{"$error":"#N/A"},{"$error":"#N/A"},{"$error":"#N/A"},{"$error":"#N/A"},null,"",{"$error":"#N/A"},{"$error":"#N/A"},{"$error":"#N/A"},{"$error":"#N/A"},{"$error":"#N/A"},{"$error":"#N/A"},{"$error":"#N/A"},{"$error":"#N/A"},{"$error":"#N/A"},{"$error":"#N/A"},null,{"$error":"#N/A"},{"$f":"VLOOKUP($AX62&\"_\"&$CW$14,データシート1!$A:$BT,MATCH($CW$12&\"_\"&CX$20,データシート1!$A$1:$BT$1,0),0)","v":{"$error":"#N/A"}},{"$f":"VLOOKUP($AX62&\"_\"&$CW$14,データシート1!$A:$BT,MATCH($CW$12&\"_\"&CY$20,データシート1!$A$1:$BT$1,0),0)","v":{"$error":"#N/A"}},{"$f":"VLOOKUP($AX62&\"_\"&$CW$14,データシート1!$A:$BT,MATCH($CW$12&\"_\"&CZ$20,データシート1!$A$1:$BT$1,0),0)","v":{"$error":"#N/A"}},{"$f":"VLOOKUP($AX62&\"_\"&$CW$14,データシート1!$A:$BT,MATCH($CW$12&\"_\"&DA$20,データシート1!$A$1:$BT$1,0),0)","v":{"$error":"#N/A"}},{"$f":"VLOOKUP($AX62&\"_\"&$CW$14,データシート1!$A:$BT,MATCH($CW$12&\"_\"&DB$20,データシート1!$A$1:$BT$1,0),0)","v":{"$error":"#N/A"}},{"$f":"VLOOKUP($AX62&\"_\"&$CW$14,データシート1!$A:$BT,MATCH($CW$12&\"_\"&DC$20,データシート1!$A$1:$BT$1,0),0)","v":{"$error":"#N/A"}},{"$error":"#N/A"},null,{"$f":"VLOOKUP($AX62&\"_\"&$DF$14,データシート1!$A:$BT,MATCH($DF$12&\"_\"&DF$20,データシート1!$A$1:$BT$1,0),0)","v":{"$error":"#N/A"}},{"$f":"VLOOKUP($AX62&\"_\"&$DF$14,データシート1!$A:$BT,MATCH($DF$12&\"_\"&DG$20,データシート1!$A$1:$BT$1,0),0)","v":{"$error":"#N/A"}},{"$f":"VLOOKUP($AX62&\"_\"&$DF$14,データシート1!$A:$BT,MATCH($DF$12&\"_\"&DH$20,データシート1!$A$1:$BT$1,0),0)","v":{"$error":"#N/A"}},{"$f":"VLOOKUP($AX62&\"_\"&$DF$14,データシート1!$A:$BT,MATCH($DF$12&\"_\"&DI$20,データシート1!$A$1:$BT$1,0),0)","v":{"$error":"#N/A"}},{"$f":"VLOOKUP($AX62&\"_\"&$DF$14,データシート1!$A:$BT,MATCH($DF$12&\"_\"&DJ$20,データシート1!$A$1:$BT$1,0),0)","v":{"$error":"#N/A"}},{"$f":"VLOOKUP($AX62&\"_\"&$DF$14,データシート1!$A:$BT,MATCH($DF$12&\"_\"&DK$20,データシート1!$A$1:$BT$1,0),0)","v":{"$error":"#N/A"}},{"$error":"#N/A"},null,{"$error":"#N/A"},{"$error":"#N/A"},{"$error":"#N/A"},{"$error":"#N/A"},{"$error":"#N/A"},{"$error":"#N/A"}]
[{"$nulls":49},{"$f":"比較地域マスタ!$Y48","v":0},{"$f":"IF(IFERROR(比較地域マスタ!$Z48,\"\")=0,\"\",IFERROR(比較地域マスタ!$Z48,\"\"))","v":""},null,null,{"v":0,"d":"0 "},"",{"$error":"#N/A"},{"$error":"#N/A"},{"$f":"VLOOKUP($AX63&\"_\"&$BC$14,データシート1!$A:$BT,MATCH($BC$12&\"_\"&BF$20,データシート1!$A$1:$BT$1,0),0)","v":{"$error":"#N/A"}},{"$f":"VLOOKUP($AX63&\"_\"&$BC$14,データシート1!$A:$BT,MATCH($BC$12&\"_\"&BG$20,データシート1!$A$1:$BT$1,0),0)","v":{"$error":"#N/A"}},{"$f":"VLOOKUP($AX63&\"_\"&$BC$14,データシート1!$A:$BT,MATCH($BC$12&\"_\"&BH$20,データシート1!$A$1:$BT$1,0),0)","v":{"$error":"#N/A"}},{"$f":"VLOOKUP($AX63&\"_\"&$BC$14,データシート1!$A:$BT,MATCH($BC$12&\"_\"&BI$20,データシート1!$A$1:$BT$1,0),0)","v":{"$error":"#N/A"}},{"$f":"VLOOKUP($AX63&\"_\"&$BC$14,データシート1!$A:$BT,MATCH($BC$12&\"_\"&BJ$20,データシート1!$A$1:$BT$1,0),0)","v":{"$error":"#N/A"}},{"$error":"#N/A"},{"$error":"#N/A"},{"$f":"VLOOKUP($AX63&\"_\"&$BC$14,データシート1!$A:$BT,MATCH($BC$12&\"_\"&BM$20,データシート1!$A$1:$BT$1,0),0)","v":{"$error":"#N/A"}},{"$f":"VLOOKUP($AX63&\"_\"&$BC$14,データシート1!$A:$BT,MATCH($BC$12&\"_\"&BN$20,データシート1!$A$1:$BT$1,0),0)","v":{"$error":"#N/A"}},{"$f":"VLOOKUP($AX63&\"_\"&$BC$14,データシート1!$A:$BT,MATCH($BC$12&\"_\"&BO$20,データシート1!$A$1:$BT$1,0),0)","v":{"$error":"#N/A"}},{"$f":"VLOOKUP($AX63&\"_\"&$BC$14,データシート1!$A:$BT,MATCH($BC$12&\"_\"&BP$20,データシート1!$A$1:$BT$1,0),0)","v":{"$error":"#N/A"}},{"$f":"VLOOKUP($AX63&\"_\"&$BC$14,データシート1!$A:$BT,MATCH($BC$12&\"_\"&BQ$20,データシート1!$A$1:$BT$1,0),0)","v":{"$error":"#N/A"}},{"$error":"#N/A"},null,"",{"$error":"#N/A"},{"$error":"#N/A"},{"$error":"#N/A"},{"$error":"#N/A"},{"$error":"#N/A"},{"$error":"#N/A"},{"$error":"#N/A"},{"$error":"#N/A"},{"$error":"#N/A"},{"$error":"#N/A"},{"$error":"#N/A"},{"$error":"#N/A"},{"$error":"#N/A"},{"$error":"#N/A"},{"$error":"#N/A"},null,"",{"$error":"#N/A"},{"$error":"#N/A"},{"$error":"#N/A"},{"$error":"#N/A"},{"$error":"#N/A"},{"$error":"#N/A"},{"$error":"#N/A"},{"$error":"#N/A"},{"$error":"#N/A"},{"$error":"#N/A"},null,{"$error":"#N/A"},{"$f":"VLOOKUP($AX63&\"_\"&$CW$14,データシート1!$A:$BT,MATCH($CW$12&\"_\"&CX$20,データシート1!$A$1:$BT$1,0),0)","v":{"$error":"#N/A"}},{"$f":"VLOOKUP($AX63&\"_\"&$CW$14,データシート1!$A:$BT,MATCH($CW$12&\"_\"&CY$20,データシート1!$A$1:$BT$1,0),0)","v":{"$error":"#N/A"}},{"$f":"VLOOKUP($AX63&\"_\"&$CW$14,データシート1!$A:$BT,MATCH($CW$12&\"_\"&CZ$20,データシート1!$A$1:$BT$1,0),0)","v":{"$error":"#N/A"}},{"$f":"VLOOKUP($AX63&\"_\"&$CW$14,データシート1!$A:$BT,MATCH($CW$12&\"_\"&DA$20,データシート1!$A$1:$BT$1,0),0)","v":{"$error":"#N/A"}},{"$f":"VLOOKUP($AX63&\"_\"&$CW$14,データシート1!$A:$BT,MATCH($CW$12&\"_\"&DB$20,データシート1!$A$1:$BT$1,0),0)","v":{"$error":"#N/A"}},{"$f":"VLOOKUP($AX63&\"_\"&$CW$14,データシート1!$A:$BT,MATCH($CW$12&\"_\"&DC$20,データシート1!$A$1:$BT$1,0),0)","v":{"$error":"#N/A"}},{"$error":"#N/A"},null,{"$f":"VLOOKUP($AX63&\"_\"&$DF$14,データシート1!$A:$BT,MATCH($DF$12&\"_\"&DF$20,データシート1!$A$1:$BT$1,0),0)","v":{"$error":"#N/A"}},{"$f":"VLOOKUP($AX63&\"_\"&$DF$14,データシート1!$A:$BT,MATCH($DF$12&\"_\"&DG$20,データシート1!$A$1:$BT$1,0),0)","v":{"$error":"#N/A"}},{"$f":"VLOOKUP($AX63&\"_\"&$DF$14,データシート1!$A:$BT,MATCH($DF$12&\"_\"&DH$20,データシート1!$A$1:$BT$1,0),0)","v":{"$error":"#N/A"}},{"$f":"VLOOKUP($AX63&\"_\"&$DF$14,データシート1!$A:$BT,MATCH($DF$12&\"_\"&DI$20,データシート1!$A$1:$BT$1,0),0)","v":{"$error":"#N/A"}},{"$f":"VLOOKUP($AX63&\"_\"&$DF$14,データシート1!$A:$BT,MATCH($DF$12&\"_\"&DJ$20,データシート1!$A$1:$BT$1,0),0)","v":{"$error":"#N/A"}},{"$f":"VLOOKUP($AX63&\"_\"&$DF$14,データシート1!$A:$BT,MATCH($DF$12&\"_\"&DK$20,データシート1!$A$1:$BT$1,0),0)","v":{"$error":"#N/A"}},{"$error":"#N/A"},null,{"$error":"#N/A"},{"$error":"#N/A"},{"$error":"#N/A"},{"$error":"#N/A"},{"$error":"#N/A"},{"$error":"#N/A"}]
[{"$nulls":49},{"$f":"比較地域マスタ!$Y49","v":0},{"$f":"IF(IFERROR(比較地域マスタ!$Z49,\"\")=0,\"\",IFERROR(比較地域マスタ!$Z49,\"\"))","v":""},null,null,{"v":0,"d":"0 "},"",{"$error":"#N/A"},{"$error":"#N/A"},{"$f":"VLOOKUP($AX64&\"_\"&$BC$14,データシート1!$A:$BT,MATCH($BC$12&\"_\"&BF$20,データシート1!$A$1:$BT$1,0),0)","v":{"$error":"#N/A"}},{"$f":"VLOOKUP($AX64&\"_\"&$BC$14,データシート1!$A:$BT,MATCH($BC$12&\"_\"&BG$20,データシート1!$A$1:$BT$1,0),0)","v":{"$error":"#N/A"}},{"$f":"VLOOKUP($AX64&\"_\"&$BC$14,データシート1!$A:$BT,MATCH($BC$12&\"_\"&BH$20,データシート1!$A$1:$BT$1,0),0)","v":{"$error":"#N/A"}},{"$f":"VLOOKUP($AX64&\"_\"&$BC$14,データシート1!$A:$BT,MATCH($BC$12&\"_\"&BI$20,データシート1!$A$1:$BT$1,0),0)","v":{"$error":"#N/A"}},{"$f":"VLOOKUP($AX64&\"_\"&$BC$14,データシート1!$A:$BT,MATCH($BC$12&\"_\"&BJ$20,データシート1!$A$1:$BT$1,0),0)","v":{"$error":"#N/A"}},{"$error":"#N/A"},{"$error":"#N/A"},{"$f":"VLOOKUP($AX64&\"_\"&$BC$14,データシート1!$A:$BT,MATCH($BC$12&\"_\"&BM$20,データシート1!$A$1:$BT$1,0),0)","v":{"$error":"#N/A"}},{"$f":"VLOOKUP($AX64&\"_\"&$BC$14,データシート1!$A:$BT,MATCH($BC$12&\"_\"&BN$20,データシート1!$A$1:$BT$1,0),0)","v":{"$error":"#N/A"}},{"$f":"VLOOKUP($AX64&\"_\"&$BC$14,データシート1!$A:$BT,MATCH($BC$12&\"_\"&BO$20,データシート1!$A$1:$BT$1,0),0)","v":{"$error":"#N/A"}},{"$f":"VLOOKUP($AX64&\"_\"&$BC$14,データシート1!$A:$BT,MATCH($BC$12&\"_\"&BP$20,データシート1!$A$1:$BT$1,0),0)","v":{"$error":"#N/A"}},{"$f":"VLOOKUP($AX64&\"_\"&$BC$14,データシート1!$A:$BT,MATCH($BC$12&\"_\"&BQ$20,データシート1!$A$1:$BT$1,0),0)","v":{"$error":"#N/A"}},{"$error":"#N/A"},null,"",{"$error":"#N/A"},{"$error":"#N/A"},{"$error":"#N/A"},{"$error":"#N/A"},{"$error":"#N/A"},{"$error":"#N/A"},{"$error":"#N/A"},{"$error":"#N/A"},{"$error":"#N/A"},{"$error":"#N/A"},{"$error":"#N/A"},{"$error":"#N/A"},{"$error":"#N/A"},{"$error":"#N/A"},{"$error":"#N/A"},null,"",{"$error":"#N/A"},{"$error":"#N/A"},{"$error":"#N/A"},{"$error":"#N/A"},{"$error":"#N/A"},{"$error":"#N/A"},{"$error":"#N/A"},{"$error":"#N/A"},{"$error":"#N/A"},{"$error":"#N/A"},null,{"$error":"#N/A"},{"$f":"VLOOKUP($AX64&\"_\"&$CW$14,データシート1!$A:$BT,MATCH($CW$12&\"_\"&CX$20,データシート1!$A$1:$BT$1,0),0)","v":{"$error":"#N/A"}},{"$f":"VLOOKUP($AX64&\"_\"&$CW$14,データシート1!$A:$BT,MATCH($CW$12&\"_\"&CY$20,データシート1!$A$1:$BT$1,0),0)","v":{"$error":"#N/A"}},{"$f":"VLOOKUP($AX64&\"_\"&$CW$14,データシート1!$A:$BT,MATCH($CW$12&\"_\"&CZ$20,データシート1!$A$1:$BT$1,0),0)","v":{"$error":"#N/A"}},{"$f":"VLOOKUP($AX64&\"_\"&$CW$14,データシート1!$A:$BT,MATCH($CW$12&\"_\"&DA$20,データシート1!$A$1:$BT$1,0),0)","v":{"$error":"#N/A"}},{"$f":"VLOOKUP($AX64&\"_\"&$CW$14,データシート1!$A:$BT,MATCH($CW$12&\"_\"&DB$20,データシート1!$A$1:$BT$1,0),0)","v":{"$error":"#N/A"}},{"$f":"VLOOKUP($AX64&\"_\"&$CW$14,データシート1!$A:$BT,MATCH($CW$12&\"_\"&DC$20,データシート1!$A$1:$BT$1,0),0)","v":{"$error":"#N/A"}},{"$error":"#N/A"},null,{"$f":"VLOOKUP($AX64&\"_\"&$DF$14,データシート1!$A:$BT,MATCH($DF$12&\"_\"&DF$20,データシート1!$A$1:$BT$1,0),0)","v":{"$error":"#N/A"}},{"$f":"VLOOKUP($AX64&\"_\"&$DF$14,データシート1!$A:$BT,MATCH($DF$12&\"_\"&DG$20,データシート1!$A$1:$BT$1,0),0)","v":{"$error":"#N/A"}},{"$f":"VLOOKUP($AX64&\"_\"&$DF$14,データシート1!$A:$BT,MATCH($DF$12&\"_\"&DH$20,データシート1!$A$1:$BT$1,0),0)","v":{"$error":"#N/A"}},{"$f":"VLOOKUP($AX64&\"_\"&$DF$14,データシート1!$A:$BT,MATCH($DF$12&\"_\"&DI$20,データシート1!$A$1:$BT$1,0),0)","v":{"$error":"#N/A"}},{"$f":"VLOOKUP($AX64&\"_\"&$DF$14,データシート1!$A:$BT,MATCH($DF$12&\"_\"&DJ$20,データシート1!$A$1:$BT$1,0),0)","v":{"$error":"#N/A"}},{"$f":"VLOOKUP($AX64&\"_\"&$DF$14,データシート1!$A:$BT,MATCH($DF$12&\"_\"&DK$20,データシート1!$A$1:$BT$1,0),0)","v":{"$error":"#N/A"}},{"$error":"#N/A"},null,{"$error":"#N/A"},{"$error":"#N/A"},{"$error":"#N/A"},{"$error":"#N/A"},{"$error":"#N/A"},{"$error":"#N/A"}]
[{"$nulls":49},{"$f":"比較地域マスタ!$Y50","v":0},{"$f":"IF(IFERROR(比較地域マスタ!$Z50,\"\")=0,\"\",IFERROR(比較地域マスタ!$Z50,\"\"))","v":""},null,null,{"v":0,"d":"0 "},"",{"$error":"#N/A"},{"$error":"#N/A"},{"$f":"VLOOKUP($AX65&\"_\"&$BC$14,データシート1!$A:$BT,MATCH($BC$12&\"_\"&BF$20,データシート1!$A$1:$BT$1,0),0)","v":{"$error":"#N/A"}},{"$f":"VLOOKUP($AX65&\"_\"&$BC$14,データシート1!$A:$BT,MATCH($BC$12&\"_\"&BG$20,データシート1!$A$1:$BT$1,0),0)","v":{"$error":"#N/A"}},{"$f":"VLOOKUP($AX65&\"_\"&$BC$14,データシート1!$A:$BT,MATCH($BC$12&\"_\"&BH$20,データシート1!$A$1:$BT$1,0),0)","v":{"$error":"#N/A"}},{"$f":"VLOOKUP($AX65&\"_\"&$BC$14,データシート1!$A:$BT,MATCH($BC$12&\"_\"&BI$20,データシート1!$A$1:$BT$1,0),0)","v":{"$error":"#N/A"}},{"$f":"VLOOKUP($AX65&\"_\"&$BC$14,データシート1!$A:$BT,MATCH($BC$12&\"_\"&BJ$20,データシート1!$A$1:$BT$1,0),0)","v":{"$error":"#N/A"}},{"$error":"#N/A"},{"$error":"#N/A"},{"$f":"VLOOKUP($AX65&\"_\"&$BC$14,データシート1!$A:$BT,MATCH($BC$12&\"_\"&BM$20,データシート1!$A$1:$BT$1,0),0)","v":{"$error":"#N/A"}},{"$f":"VLOOKUP($AX65&\"_\"&$BC$14,データシート1!$A:$BT,MATCH($BC$12&\"_\"&BN$20,データシート1!$A$1:$BT$1,0),0)","v":{"$error":"#N/A"}},{"$f":"VLOOKUP($AX65&\"_\"&$BC$14,データシート1!$A:$BT,MATCH($BC$12&\"_\"&BO$20,データシート1!$A$1:$BT$1,0),0)","v":{"$error":"#N/A"}},{"$f":"VLOOKUP($AX65&\"_\"&$BC$14,データシート1!$A:$BT,MATCH($BC$12&\"_\"&BP$20,データシート1!$A$1:$BT$1,0),0)","v":{"$error":"#N/A"}},{"$f":"VLOOKUP($AX65&\"_\"&$BC$14,データシート1!$A:$BT,MATCH($BC$12&\"_\"&BQ$20,データシート1!$A$1:$BT$1,0),0)","v":{"$error":"#N/A"}},{"$error":"#N/A"},null,"",{"$error":"#N/A"},{"$error":"#N/A"},{"$error":"#N/A"},{"$error":"#N/A"},{"$error":"#N/A"},{"$error":"#N/A"},{"$error":"#N/A"},{"$error":"#N/A"},{"$error":"#N/A"},{"$error":"#N/A"},{"$error":"#N/A"},{"$error":"#N/A"},{"$error":"#N/A"},{"$error":"#N/A"},{"$error":"#N/A"},null,"",{"$error":"#N/A"},{"$error":"#N/A"},{"$error":"#N/A"},{"$error":"#N/A"},{"$error":"#N/A"},{"$error":"#N/A"},{"$error":"#N/A"},{"$error":"#N/A"},{"$error":"#N/A"},{"$error":"#N/A"},null,{"$error":"#N/A"},{"$f":"VLOOKUP($AX65&\"_\"&$CW$14,データシート1!$A:$BT,MATCH($CW$12&\"_\"&CX$20,データシート1!$A$1:$BT$1,0),0)","v":{"$error":"#N/A"}},{"$f":"VLOOKUP($AX65&\"_\"&$CW$14,データシート1!$A:$BT,MATCH($CW$12&\"_\"&CY$20,データシート1!$A$1:$BT$1,0),0)","v":{"$error":"#N/A"}},{"$f":"VLOOKUP($AX65&\"_\"&$CW$14,データシート1!$A:$BT,MATCH($CW$12&\"_\"&CZ$20,データシート1!$A$1:$BT$1,0),0)","v":{"$error":"#N/A"}},{"$f":"VLOOKUP($AX65&\"_\"&$CW$14,データシート1!$A:$BT,MATCH($CW$12&\"_\"&DA$20,データシート1!$A$1:$BT$1,0),0)","v":{"$error":"#N/A"}},{"$f":"VLOOKUP($AX65&\"_\"&$CW$14,データシート1!$A:$BT,MATCH($CW$12&\"_\"&DB$20,データシート1!$A$1:$BT$1,0),0)","v":{"$error":"#N/A"}},{"$f":"VLOOKUP($AX65&\"_\"&$CW$14,データシート1!$A:$BT,MATCH($CW$12&\"_\"&DC$20,データシート1!$A$1:$BT$1,0),0)","v":{"$error":"#N/A"}},{"$error":"#N/A"},null,{"$f":"VLOOKUP($AX65&\"_\"&$DF$14,データシート1!$A:$BT,MATCH($DF$12&\"_\"&DF$20,データシート1!$A$1:$BT$1,0),0)","v":{"$error":"#N/A"}},{"$f":"VLOOKUP($AX65&\"_\"&$DF$14,データシート1!$A:$BT,MATCH($DF$12&\"_\"&DG$20,データシート1!$A$1:$BT$1,0),0)","v":{"$error":"#N/A"}},{"$f":"VLOOKUP($AX65&\"_\"&$DF$14,データシート1!$A:$BT,MATCH($DF$12&\"_\"&DH$20,データシート1!$A$1:$BT$1,0),0)","v":{"$error":"#N/A"}},{"$f":"VLOOKUP($AX65&\"_\"&$DF$14,データシート1!$A:$BT,MATCH($DF$12&\"_\"&DI$20,データシート1!$A$1:$BT$1,0),0)","v":{"$error":"#N/A"}},{"$f":"VLOOKUP($AX65&\"_\"&$DF$14,データシート1!$A:$BT,MATCH($DF$12&\"_\"&DJ$20,データシート1!$A$1:$BT$1,0),0)","v":{"$error":"#N/A"}},{"$f":"VLOOKUP($AX65&\"_\"&$DF$14,データシート1!$A:$BT,MATCH($DF$12&\"_\"&DK$20,データシート1!$A$1:$BT$1,0),0)","v":{"$error":"#N/A"}},{"$error":"#N/A"},null,{"$error":"#N/A"},{"$error":"#N/A"},{"$error":"#N/A"},{"$error":"#N/A"},{"$error":"#N/A"},{"$error":"#N/A"}]
[{"$nulls":49},{"$f":"比較地域マスタ!$Y51","v":0},{"$f":"IF(IFERROR(比較地域マスタ!$Z51,\"\")=0,\"\",IFERROR(比較地域マスタ!$Z51,\"\"))","v":""},null,null,{"v":0,"d":"0 "},"",{"$error":"#N/A"},{"$error":"#N/A"},{"$f":"VLOOKUP($AX66&\"_\"&$BC$14,データシート1!$A:$BT,MATCH($BC$12&\"_\"&BF$20,データシート1!$A$1:$BT$1,0),0)","v":{"$error":"#N/A"}},{"$f":"VLOOKUP($AX66&\"_\"&$BC$14,データシート1!$A:$BT,MATCH($BC$12&\"_\"&BG$20,データシート1!$A$1:$BT$1,0),0)","v":{"$error":"#N/A"}},{"$f":"VLOOKUP($AX66&\"_\"&$BC$14,データシート1!$A:$BT,MATCH($BC$12&\"_\"&BH$20,データシート1!$A$1:$BT$1,0),0)","v":{"$error":"#N/A"}},{"$f":"VLOOKUP($AX66&\"_\"&$BC$14,データシート1!$A:$BT,MATCH($BC$12&\"_\"&BI$20,データシート1!$A$1:$BT$1,0),0)","v":{"$error":"#N/A"}},{"$f":"VLOOKUP($AX66&\"_\"&$BC$14,データシート1!$A:$BT,MATCH($BC$12&\"_\"&BJ$20,データシート1!$A$1:$BT$1,0),0)","v":{"$error":"#N/A"}},{"$error":"#N/A"},{"$error":"#N/A"},{"$f":"VLOOKUP($AX66&\"_\"&$BC$14,データシート1!$A:$BT,MATCH($BC$12&\"_\"&BM$20,データシート1!$A$1:$BT$1,0),0)","v":{"$error":"#N/A"}},{"$f":"VLOOKUP($AX66&\"_\"&$BC$14,データシート1!$A:$BT,MATCH($BC$12&\"_\"&BN$20,データシート1!$A$1:$BT$1,0),0)","v":{"$error":"#N/A"}},{"$f":"VLOOKUP($AX66&\"_\"&$BC$14,データシート1!$A:$BT,MATCH($BC$12&\"_\"&BO$20,データシート1!$A$1:$BT$1,0),0)","v":{"$error":"#N/A"}},{"$f":"VLOOKUP($AX66&\"_\"&$BC$14,データシート1!$A:$BT,MATCH($BC$12&\"_\"&BP$20,データシート1!$A$1:$BT$1,0),0)","v":{"$error":"#N/A"}},{"$f":"VLOOKUP($AX66&\"_\"&$BC$14,データシート1!$A:$BT,MATCH($BC$12&\"_\"&BQ$20,データシート1!$A$1:$BT$1,0),0)","v":{"$error":"#N/A"}},{"$error":"#N/A"},null,"",{"$error":"#N/A"},{"$error":"#N/A"},{"$error":"#N/A"},{"$error":"#N/A"},{"$error":"#N/A"},{"$error":"#N/A"},{"$error":"#N/A"},{"$error":"#N/A"},{"$error":"#N/A"},{"$error":"#N/A"},{"$error":"#N/A"},{"$error":"#N/A"},{"$error":"#N/A"},{"$error":"#N/A"},{"$error":"#N/A"},null,"",{"$error":"#N/A"},{"$error":"#N/A"},{"$error":"#N/A"},{"$error":"#N/A"},{"$error":"#N/A"},{"$error":"#N/A"},{"$error":"#N/A"},{"$error":"#N/A"},{"$error":"#N/A"},{"$error":"#N/A"},null,{"$error":"#N/A"},{"$f":"VLOOKUP($AX66&\"_\"&$CW$14,データシート1!$A:$BT,MATCH($CW$12&\"_\"&CX$20,データシート1!$A$1:$BT$1,0),0)","v":{"$error":"#N/A"}},{"$f":"VLOOKUP($AX66&\"_\"&$CW$14,データシート1!$A:$BT,MATCH($CW$12&\"_\"&CY$20,データシート1!$A$1:$BT$1,0),0)","v":{"$error":"#N/A"}},{"$f":"VLOOKUP($AX66&\"_\"&$CW$14,データシート1!$A:$BT,MATCH($CW$12&\"_\"&CZ$20,データシート1!$A$1:$BT$1,0),0)","v":{"$error":"#N/A"}},{"$f":"VLOOKUP($AX66&\"_\"&$CW$14,データシート1!$A:$BT,MATCH($CW$12&\"_\"&DA$20,データシート1!$A$1:$BT$1,0),0)","v":{"$error":"#N/A"}},{"$f":"VLOOKUP($AX66&\"_\"&$CW$14,データシート1!$A:$BT,MATCH($CW$12&\"_\"&DB$20,データシート1!$A$1:$BT$1,0),0)","v":{"$error":"#N/A"}},{"$f":"VLOOKUP($AX66&\"_\"&$CW$14,データシート1!$A:$BT,MATCH($CW$12&\"_\"&DC$20,データシート1!$A$1:$BT$1,0),0)","v":{"$error":"#N/A"}},{"$error":"#N/A"},null,{"$f":"VLOOKUP($AX66&\"_\"&$DF$14,データシート1!$A:$BT,MATCH($DF$12&\"_\"&DF$20,データシート1!$A$1:$BT$1,0),0)","v":{"$error":"#N/A"}},{"$f":"VLOOKUP($AX66&\"_\"&$DF$14,データシート1!$A:$BT,MATCH($DF$12&\"_\"&DG$20,データシート1!$A$1:$BT$1,0),0)","v":{"$error":"#N/A"}},{"$f":"VLOOKUP($AX66&\"_\"&$DF$14,データシート1!$A:$BT,MATCH($DF$12&\"_\"&DH$20,データシート1!$A$1:$BT$1,0),0)","v":{"$error":"#N/A"}},{"$f":"VLOOKUP($AX66&\"_\"&$DF$14,データシート1!$A:$BT,MATCH($DF$12&\"_\"&DI$20,データシート1!$A$1:$BT$1,0),0)","v":{"$error":"#N/A"}},{"$f":"VLOOKUP($AX66&\"_\"&$DF$14,データシート1!$A:$BT,MATCH($DF$12&\"_\"&DJ$20,データシート1!$A$1:$BT$1,0),0)","v":{"$error":"#N/A"}},{"$f":"VLOOKUP($AX66&\"_\"&$DF$14,データシート1!$A:$BT,MATCH($DF$12&\"_\"&DK$20,データシート1!$A$1:$BT$1,0),0)","v":{"$error":"#N/A"}},{"$error":"#N/A"},null,{"$error":"#N/A"},{"$error":"#N/A"},{"$error":"#N/A"},{"$error":"#N/A"},{"$error":"#N/A"},{"$error":"#N/A"}]
[{"$nulls":49},{"$f":"比較地域マスタ!$Y52","v":0},{"$f":"IF(IFERROR(比較地域マスタ!$Z52,\"\")=0,\"\",IFERROR(比較地域マスタ!$Z52,\"\"))","v":""},null,null,{"v":0,"d":"0 "},"",{"$error":"#N/A"},{"$error":"#N/A"},{"$f":"VLOOKUP($AX67&\"_\"&$BC$14,データシート1!$A:$BT,MATCH($BC$12&\"_\"&BF$20,データシート1!$A$1:$BT$1,0),0)","v":{"$error":"#N/A"}},{"$f":"VLOOKUP($AX67&\"_\"&$BC$14,データシート1!$A:$BT,MATCH($BC$12&\"_\"&BG$20,データシート1!$A$1:$BT$1,0),0)","v":{"$error":"#N/A"}},{"$f":"VLOOKUP($AX67&\"_\"&$BC$14,データシート1!$A:$BT,MATCH($BC$12&\"_\"&BH$20,データシート1!$A$1:$BT$1,0),0)","v":{"$error":"#N/A"}},{"$f":"VLOOKUP($AX67&\"_\"&$BC$14,データシート1!$A:$BT,MATCH($BC$12&\"_\"&BI$20,データシート1!$A$1:$BT$1,0),0)","v":{"$error":"#N/A"}},{"$f":"VLOOKUP($AX67&\"_\"&$BC$14,データシート1!$A:$BT,MATCH($BC$12&\"_\"&BJ$20,データシート1!$A$1:$BT$1,0),0)","v":{"$error":"#N/A"}},{"$error":"#N/A"},{"$error":"#N/A"},{"$f":"VLOOKUP($AX67&\"_\"&$BC$14,データシート1!$A:$BT,MATCH($BC$12&\"_\"&BM$20,データシート1!$A$1:$BT$1,0),0)","v":{"$error":"#N/A"}},{"$f":"VLOOKUP($AX67&\"_\"&$BC$14,データシート1!$A:$BT,MATCH($BC$12&\"_\"&BN$20,データシート1!$A$1:$BT$1,0),0)","v":{"$error":"#N/A"}},{"$f":"VLOOKUP($AX67&\"_\"&$BC$14,データシート1!$A:$BT,MATCH($BC$12&\"_\"&BO$20,データシート1!$A$1:$BT$1,0),0)","v":{"$error":"#N/A"}},{"$f":"VLOOKUP($AX67&\"_\"&$BC$14,データシート1!$A:$BT,MATCH($BC$12&\"_\"&BP$20,データシート1!$A$1:$BT$1,0),0)","v":{"$error":"#N/A"}},{"$f":"VLOOKUP($AX67&\"_\"&$BC$14,データシート1!$A:$BT,MATCH($BC$12&\"_\"&BQ$20,データシート1!$A$1:$BT$1,0),0)","v":{"$error":"#N/A"}},{"$error":"#N/A"},null,"",{"$error":"#N/A"},{"$error":"#N/A"},{"$error":"#N/A"},{"$error":"#N/A"},{"$error":"#N/A"},{"$error":"#N/A"},{"$error":"#N/A"},{"$error":"#N/A"},{"$error":"#N/A"},{"$error":"#N/A"},{"$error":"#N/A"},{"$error":"#N/A"},{"$error":"#N/A"},{"$error":"#N/A"},{"$error":"#N/A"},null,"",{"$error":"#N/A"},{"$error":"#N/A"},{"$error":"#N/A"},{"$error":"#N/A"},{"$error":"#N/A"},{"$error":"#N/A"},{"$error":"#N/A"},{"$error":"#N/A"},{"$error":"#N/A"},{"$error":"#N/A"},null,{"$error":"#N/A"},{"$f":"VLOOKUP($AX67&\"_\"&$CW$14,データシート1!$A:$BT,MATCH($CW$12&\"_\"&CX$20,データシート1!$A$1:$BT$1,0),0)","v":{"$error":"#N/A"}},{"$f":"VLOOKUP($AX67&\"_\"&$CW$14,データシート1!$A:$BT,MATCH($CW$12&\"_\"&CY$20,データシート1!$A$1:$BT$1,0),0)","v":{"$error":"#N/A"}},{"$f":"VLOOKUP($AX67&\"_\"&$CW$14,データシート1!$A:$BT,MATCH($CW$12&\"_\"&CZ$20,データシート1!$A$1:$BT$1,0),0)","v":{"$error":"#N/A"}},{"$f":"VLOOKUP($AX67&\"_\"&$CW$14,データシート1!$A:$BT,MATCH($CW$12&\"_\"&DA$20,データシート1!$A$1:$BT$1,0),0)","v":{"$error":"#N/A"}},{"$f":"VLOOKUP($AX67&\"_\"&$CW$14,データシート1!$A:$BT,MATCH($CW$12&\"_\"&DB$20,データシート1!$A$1:$BT$1,0),0)","v":{"$error":"#N/A"}},{"$f":"VLOOKUP($AX67&\"_\"&$CW$14,データシート1!$A:$BT,MATCH($CW$12&\"_\"&DC$20,データシート1!$A$1:$BT$1,0),0)","v":{"$error":"#N/A"}},{"$error":"#N/A"},null,{"$f":"VLOOKUP($AX67&\"_\"&$DF$14,データシート1!$A:$BT,MATCH($DF$12&\"_\"&DF$20,データシート1!$A$1:$BT$1,0),0)","v":{"$error":"#N/A"}},{"$f":"VLOOKUP($AX67&\"_\"&$DF$14,データシート1!$A:$BT,MATCH($DF$12&\"_\"&DG$20,データシート1!$A$1:$BT$1,0),0)","v":{"$error":"#N/A"}},{"$f":"VLOOKUP($AX67&\"_\"&$DF$14,データシート1!$A:$BT,MATCH($DF$12&\"_\"&DH$20,データシート1!$A$1:$BT$1,0),0)","v":{"$error":"#N/A"}},{"$f":"VLOOKUP($AX67&\"_\"&$DF$14,データシート1!$A:$BT,MATCH($DF$12&\"_\"&DI$20,データシート1!$A$1:$BT$1,0),0)","v":{"$error":"#N/A"}},{"$f":"VLOOKUP($AX67&\"_\"&$DF$14,データシート1!$A:$BT,MATCH($DF$12&\"_\"&DJ$20,データシート1!$A$1:$BT$1,0),0)","v":{"$error":"#N/A"}},{"$f":"VLOOKUP($AX67&\"_\"&$DF$14,データシート1!$A:$BT,MATCH($DF$12&\"_\"&DK$20,データシート1!$A$1:$BT$1,0),0)","v":{"$error":"#N/A"}},{"$error":"#N/A"},null,{"$error":"#N/A"},{"$error":"#N/A"},{"$error":"#N/A"},{"$error":"#N/A"},{"$error":"#N/A"},{"$error":"#N/A"}]
[{"$nulls":49},{"$f":"比較地域マスタ!$Y53","v":0},{"$f":"IF(IFERROR(比較地域マスタ!$Z53,\"\")=0,\"\",IFERROR(比較地域マスタ!$Z53,\"\"))","v":""},null,null,{"v":0,"d":"0 "},"",{"$error":"#N/A"},{"$f":"SUM(BF68:BH68)","v":{"$error":"#N/A"}},{"$f":"VLOOKUP($AX68&\"_\"&$BC$14,データシート1!$A:$BT,MATCH($BC$12&\"_\"&BF$20,データシート1!$A$1:$BT$1,0),0)","v":{"$error":"#N/A"}},{"$f":"VLOOKUP($AX68&\"_\"&$BC$14,データシート1!$A:$BT,MATCH($BC$12&\"_\"&BG$20,データシート1!$A$1:$BT$1,0),0)","v":{"$error":"#N/A"}},{"$f":"VLOOKUP($AX68&\"_\"&$BC$14,データシート1!$A:$BT,MATCH($BC$12&\"_\"&BH$20,データシート1!$A$1:$BT$1,0),0)","v":{"$error":"#N/A"}},{"$f":"VLOOKUP($AX68&\"_\"&$BC$14,データシート1!$A:$BT,MATCH($BC$12&\"_\"&BI$20,データシート1!$A$1:$BT$1,0),0)","v":{"$error":"#N/A"}},{"$f":"VLOOKUP($AX68&\"_\"&$BC$14,データシート1!$A:$BT,MATCH($BC$12&\"_\"&BJ$20,データシート1!$A$1:$BT$1,0),0)","v":{"$error":"#N/A"}},{"$error":"#N/A"},{"$f":"SUM(BM68:BN68)","v":{"$error":"#N/A"}},{"$f":"VLOOKUP($AX68&\"_\"&$BC$14,データシート1!$A:$BT,MATCH($BC$12&\"_\"&BM$20,データシート1!$A$1:$BT$1,0),0)","v":{"$error":"#N/A"}},{"$f":"VLOOKUP($AX68&\"_\"&$BC$14,データシート1!$A:$BT,MATCH($BC$12&\"_\"&BN$20,データシート1!$A$1:$BT$1,0),0)","v":{"$error":"#N/A"}},{"$f":"VLOOKUP($AX68&\"_\"&$BC$14,データシート1!$A:$BT,MATCH($BC$12&\"_\"&BO$20,データシート1!$A$1:$BT$1,0),0)","v":{"$error":"#N/A"}},{"$f":"VLOOKUP($AX68&\"_\"&$BC$14,データシート1!$A:$BT,MATCH($BC$12&\"_\"&BP$20,データシート1!$A$1:$BT$1,0),0)","v":{"$error":"#N/A"}},{"$f":"VLOOKUP($AX68&\"_\"&$BC$14,データシート1!$A:$BT,MATCH($BC$12&\"_\"&BQ$20,データシート1!$A$1:$BT$1,0),0)","v":{"$error":"#N/A"}},{"$error":"#N/A"},null,"",{"$error":"#N/A"},{"$error":"#N/A"},{"$error":"#N/A"},{"$error":"#N/A"},{"$error":"#N/A"},{"$error":"#N/A"},{"$error":"#N/A"},{"$error":"#N/A"},{"$error":"#N/A"},{"$error":"#N/A"},{"$error":"#N/A"},{"$error":"#N/A"},{"$error":"#N/A"},{"$error":"#N/A"},{"$error":"#N/A"},null,"",{"$error":"#N/A"},{"$error":"#N/A"},{"$error":"#N/A"},{"$error":"#N/A"},{"$error":"#N/A"},{"$error":"#N/A"},{"$error":"#N/A"},{"$error":"#N/A"},{"$error":"#N/A"},{"$error":"#N/A"},null,{"$error":"#N/A"},{"$f":"VLOOKUP($AX68&\"_\"&$CW$14,データシート1!$A:$BT,MATCH($CW$12&\"_\"&CX$20,データシート1!$A$1:$BT$1,0),0)","v":{"$error":"#N/A"}},{"$f":"VLOOKUP($AX68&\"_\"&$CW$14,データシート1!$A:$BT,MATCH($CW$12&\"_\"&CY$20,データシート1!$A$1:$BT$1,0),0)","v":{"$error":"#N/A"}},{"$f":"VLOOKUP($AX68&\"_\"&$CW$14,データシート1!$A:$BT,MATCH($CW$12&\"_\"&CZ$20,データシート1!$A$1:$BT$1,0),0)","v":{"$error":"#N/A"}},{"$f":"VLOOKUP($AX68&\"_\"&$CW$14,データシート1!$A:$BT,MATCH($CW$12&\"_\"&DA$20,データシート1!$A$1:$BT$1,0),0)","v":{"$error":"#N/A"}},{"$f":"VLOOKUP($AX68&\"_\"&$CW$14,データシート1!$A:$BT,MATCH($CW$12&\"_\"&DB$20,データシート1!$A$1:$BT$1,0),0)","v":{"$error":"#N/A"}},{"$f":"VLOOKUP($AX68&\"_\"&$CW$14,データシート1!$A:$BT,MATCH($CW$12&\"_\"&DC$20,データシート1!$A$1:$BT$1,0),0)","v":{"$error":"#N/A"}},{"$error":"#N/A"},null,{"$f":"VLOOKUP($AX68&\"_\"&$DF$14,データシート1!$A:$BT,MATCH($DF$12&\"_\"&DF$20,データシート1!$A$1:$BT$1,0),0)","v":{"$error":"#N/A"}},{"$f":"VLOOKUP($AX68&\"_\"&$DF$14,データシート1!$A:$BT,MATCH($DF$12&\"_\"&DG$20,データシート1!$A$1:$BT$1,0),0)","v":{"$error":"#N/A"}},{"$f":"VLOOKUP($AX68&\"_\"&$DF$14,データシート1!$A:$BT,MATCH($DF$12&\"_\"&DH$20,データシート1!$A$1:$BT$1,0),0)","v":{"$error":"#N/A"}},{"$f":"VLOOKUP($AX68&\"_\"&$DF$14,データシート1!$A:$BT,MATCH($DF$12&\"_\"&DI$20,データシート1!$A$1:$BT$1,0),0)","v":{"$error":"#N/A"}},{"$f":"VLOOKUP($AX68&\"_\"&$DF$14,データシート1!$A:$BT,MATCH($DF$12&\"_\"&DJ$20,データシート1!$A$1:$BT$1,0),0)","v":{"$error":"#N/A"}},{"$f":"VLOOKUP($AX68&\"_\"&$DF$14,データシート1!$A:$BT,MATCH($DF$12&\"_\"&DK$20,データシート1!$A$1:$BT$1,0),0)","v":{"$error":"#N/A"}},{"$error":"#N/A"},null,{"$f":"IF($DD68=0,0,ROUND(CX68/$DD68,2))","v":{"$error":"#N/A"}},{"$f":"IF($DD68=0,0,ROUND(CY68/$DD68,2))","v":{"$error":"#N/A"}},{"$error":"#N/A"},{"$error":"#N/A"},{"$error":"#N/A"},{"$f":"IF($DD68=0,0,ROUND(DC68/$DD68,2))","v":{"$error":"#N/A"}}]
[]
[]
[null,{"$f":"\"3　特定事業所排出量の比較（\" & $BC$14 & \"（\" & $BC$15 & \"年度））\"","v":"3　特定事業所排出量の比較（令和3年度（2021年度））"}]
[null,"5）特定事業所排出量の比較",{"$nulls":14},"6）特定事業所数の比較",{"$nulls":14},"7）特定事業所排出量の部門別構成比の比較"]
[]
[{"$nulls":11},"（千t-CO2）       "]

{"sheet":"再エネ比較シート","index":6,"n_rows":251,"n_cols":93,"rows_kept":251,"merged":[[2,36,2,45]]}
[null,"自治体排出量カルテ　他の地方公共団体との比較（再エネ導入量・再エネポテンシャル）",{"$nulls":43},{"$f":"AY4","v":"越知町"}]
[null,{"$f":"\"1　再エネ導入量の比較（\"&AZ7&\"（\"&AY7&\"年度））\"","v":"1　再エネ導入量の比較（令和5年度（2023年度））"}]
[null,"1）他の地方公共団体との再エネ別導入設備容量の比較",{"$nulls":10},"2）他の地方公共団体との再エネ別発電電力量の比較",{"$nulls":11},"3）他の地方公共団体との対電気使用量FIT・FIP導入比の比較",{"$nulls":11},"4）対世帯数FIT・FIP太陽光発電（10kW未満）導入比の比較",{"$nulls":12},"年度マスタ"]
[{"$nulls":49},{"$f":"年度マスタ!$I4","v":"高知県"},{"$f":"年度マスタ!$J4","v":"越知町"},{"$f":"年度マスタ!$K4","v":"39403"}]
[{"$nulls":49},{"$f":"年度マスタ!$I5","v":"A.現況推計データ"},{"$f":"年度マスタ!$J5","v":2022},{"$f":"年度マスタ!$K5","v":"令和4年度"}]
[{"$nulls":49},{"$f":"年度マスタ!$I6","v":"B.SHKデータ"},{"$f":"年度マスタ!$J6","v":2021},{"$f":"年度マスタ!$K6","v":"令和3年度"}]
[{"$nulls":49},{"$f":"年度マスタ!$I7","v":"C.FITデータ"},{"$f":"年度マスタ!$J7","v":2023},{"$f":"年度マスタ!$K7","v":"令和5年度"}]
[{"$nulls":49},{"$f":"年度マスタ!$I8","v":"D.区域電力使用量データ"},{"$f":"年度マスタ!$J8","v":2022},{"$f":"年度マスタ!$K8","v":"令和4年度"}]
[{"$nulls":49},{"$f":"年度マスタ!$I9","v":"E.REPOSデータ"},{"$f":"年度マスタ!$J9","v":2024},{"$f":"年度マスタ!$K9","v":"令和6年度"}]
[{"$nulls":54},"1）他の地方公共団体との再エネ別導入設備容量の比較",{"$nulls":9},"2）他の地方公共団体との再エネ別発電電力量の比較",{"$nulls":13},"3）他の地方公共団体との対電気使用量FIT・FIP導入比の比較",{"$nulls":9},"4）対世帯数FIT・FIP太陽光発電（10kW未満）導入比の比較"]
[{"$nulls":62},"[kW]",{"$nulls":9},"[MWh/年]",{"$nulls":3},"[MWh/年]",{"$nulls":9},"[%]"]
[{"$nulls":49},"該当コード","該当地域名",{"$nulls":4},"該当地域名","太陽光発電（10kW未満）","太陽光発電（10kW以上）","風力発電","水力発電","地熱発電","バイオマス発電","合計",null,null,"該当地域名","太陽光発電（10kW未満）","太陽光発電（10kW以上）","風力発電","水力発電","地熱発電","バイオマス発電","合計",null,null,"該当地域名","区域の電気使用量",null,null,"該当地域名","太陽光発電（10kW未満）","太陽光発電（10kW以上）","風力発電","水力発電","地熱発電","バイオマス発電","区域の電気使用量",null,null,"該当地域名","太陽光発電（10kW未満）導入件数","世帯数","導入比"]
[{"$nulls":49},{"$f":"比較地域マスタ!$Y6","v":"07546"},{"$f":"IF(IFERROR(比較地域マスタ!$Z6,\"\")=0,\"\",IFERROR(比較地域マスタ!$Z6,\"\"))","v":"双葉町"},{"$nulls":3},{"$f":"AX13","v":"07546"},{"$f":"AY13","v":"双葉町"},{"$f":"VLOOKUP($BC13&\"_\"&$AZ$7,データシート1!$A:$BT,MATCH(\"cb_\"&BE$12,データシート1!$A$1:$BT$1,0),0)","v":{"v":391,"d":"391 "}},{"$f":"VLOOKUP($BC13&\"_\"&$AZ$7,データシート1!$A:$BT,MATCH(\"cb_\"&BF$12,データシート1!$A$1:$BT$1,0),0)","v":{"v":24981,"d":"24,981 "}},{"$f":"VLOOKUP($BC13&\"_\"&$AZ$7,データシート1!$A:$BT,MATCH(\"cb_\"&BG$12,データシート1!$A$1:$BT$1,0),0)","v":{"v":0,"d":"0 "}},{"$f":"VLOOKUP($BC13&\"_\"&$AZ$7,データシート1!$A:$BT,MATCH(\"cb_\"&BH$12,データシート1!$A$1:$BT$1,0),0)","v":{"v":0,"d":"0 "}},{"$f":"VLOOKUP($BC13&\"_\"&$AZ$7,データシート1!$A:$BT,MATCH(\"cb_\"&BI$12,データシート1!$A$1:$BT$1,0),0)","v":{"v":0,"d":"0 "}},{"$f":"VLOOKUP($BC13&\"_\"&$AZ$7,データシート1!$A:$BT,MATCH(\"cb_\"&BJ$12,データシート1!$A$1:$BT$1,0),0)","v":{"v":0,"d":"0 "}},{"$f":"SUM(BE13:BJ13)","v":{"v":25372,"d":"25,372 "}},null,{"$f":"AX13","v":"07546"},{"$f":"AY13","v":"双葉町"},{"$f":"BE13*VLOOKUP(BO$12,別紙!$B$4:$E$10,MATCH(\"設備利用率\",別紙!$B$4:$E$4,0),0)/100*8760/10^3","v":{"v":469.24692,"d":"469 "}},{"$f":"BF13*VLOOKUP(BP$12,別紙!$B$4:$E$10,MATCH(\"設備利用率\",別紙!$B$4:$E$4,0),0)/100*8760/10^3","v":{"v":33043.86756,"d":"33,044 "}},{"$f":"BG13*VLOOKUP(BQ$12,別紙!$B$4:$E$10,MATCH(\"設備利用率\",別紙!$B$4:$E$4,0),0)/100*8760/10^3","v":{"v":0,"d":"0 "}},{"$f":"BH13*VLOOKUP(BR$12,別紙!$B$4:$E$10,MATCH(\"設備利用率\",別紙!$B$4:$E$4,0),0)/100*8760/10^3","v":{"v":0,"d":"0 "}},{"$f":"BI13*VLOOKUP(BS$12,別紙!$B$4:$E$10,MATCH(\"設備利用率\",別紙!$B$4:$E$4,0),0)/100*8760/10^3","v":{"v":0,"d":"0 "}},{"$f":"BJ13*VLOOKUP(BT$12,別紙!$B$4:$E$10,MATCH(\"設備利用率\",別紙!$B$4:$E$4,0),0)/100*8760/10^3","v":{"v":0,"d":"0 "}},{"$f":"SUM(BO13:BT13)","v":{"v":33513.11448,"d":"33,513 "}},null,{"$f":"AX13","v":"07546"},{"$f":"AY13","v":"双葉町"},{"$f":"(VLOOKUP($BW13&\"_\"&$AZ$8,データシート1!$A:$BT,MATCH(\"da_製造業\",データシート1!$A$1:$BT$1,0),0)+VLOOKUP($BW13&\"_\"&$AZ$8,データシート1!$A:$BT,MATCH(\"da_建設業・鉱業\",データシート1!$A$1:$BT$1,0),0)+VLOOKUP($BW13&\"_\"&$AZ$8,データシート1!$A:$BT,MATCH(\"da_農林水産業\",データシート1!$A$1:$BT$1,0),0)+VLOOKUP($BW13&\"_\"&$AZ$8,データシート1!$A:$BT,MATCH(\"da_業務\",データシート1!$A$1:$BT$1,0),0)+VLOOKUP($BW13&\"_\"&$AZ$8,データシート1!$A:$BT,MATCH(\"da_家庭\",データシート1!$A$1:$BT$1,0),0)+VLOOKUP($BW13&\"_\"&$AZ$8,データシート1!$A:$BT,MATCH(\"da_鉄道\",データシート1!$A$1:$BT$1,0),0))/10^3","v":{"v":12324.820485818373,"d":"12,325 "}},null,{"$f":"AX13","v":"07546"},{"$f":"AY13","v":"双葉町"},{"$f":"BO13/$BY13","v":{"v":0.038073326953519664,"d":"3.8%"}},{"$f":"BP13/$BY13","v":{"v":2.6810830711913507,"d":"268.1%"}},{"v":0,"d":"0.0%"},{"v":0,"d":"0.0%"},{"v":0,"d":"0.0%"},{"v":0,"d":"0.0%"},{"$f":"BU13/BY13","v":{"v":2.7191563981448703,"d":"271.9%"}},null,{"$f":"AX13","v":"07546"},{"$f":"AY13","v":"双葉町"},{"$f":"VLOOKUP($CK13&\"_\"&$AZ$7,データシート1!$A:$BT,MATCH(\"ca_太陽光発電（10kW未満）\",データシート1!$A$1:$BT$1,0),0)","v":89},{"$f":"VLOOKUP($CK13&\"_\"&$AZ$5,データシート1!$A:$BT,MATCH(\"ab_家庭\",データシート1!$A$1:$BT$1,0),0)","v":2197},{"$f":"CM13/CN13","v":{"v":0.04050978607191625,"d":"4.1%"}}]
[{"$nulls":49},{"$f":"比較地域マスタ!$Y7","v":"03302"},{"$f":"IF(IFERROR(比較地域マスタ!$Z7,\"\")=0,\"\",IFERROR(比較地域マスタ!$Z7,\"\"))","v":"葛巻町"},{"$nulls":3},"03302",{"$f":"AY14","v":"葛巻町"},{"$f":"VLOOKUP($BC14&\"_\"&$AZ$7,データシート1!$A:$BT,MATCH(\"cb_\"&BE$12,データシート1!$A$1:$BT$1,0),0)","v":{"v":531.3,"d":"531 "}},{"$f":"VLOOKUP($BC14&\"_\"&$AZ$7,データシート1!$A:$BT,MATCH(\"cb_\"&BF$12,データシート1!$A$1:$BT$1,0),0)","v":{"v":800.7,"d":"801 "}},{"$f":"VLOOKUP($BC14&\"_\"&$AZ$7,データシート1!$A:$BT,MATCH(\"cb_\"&BG$12,データシート1!$A$1:$BT$1,0),0)","v":{"v":65600,"d":"65,600 "}},{"$f":"VLOOKUP($BC14&\"_\"&$AZ$7,データシート1!$A:$BT,MATCH(\"cb_\"&BH$12,データシート1!$A$1:$BT$1,0),0)","v":{"v":0,"d":"0 "}},{"$f":"VLOOKUP($BC14&\"_\"&$AZ$7,データシート1!$A:$BT,MATCH(\"cb_\"&BI$12,データシート1!$A$1:$BT$1,0),0)","v":{"v":0,"d":"0 "}},{"$f":"VLOOKUP($BC14&\"_\"&$AZ$7,データシート1!$A:$BT,MATCH(\"cb_\"&BJ$12,データシート1!$A$1:$BT$1,0),0)","v":{"v":0,"d":"0 "}},{"$f":"SUM(BE14:BJ14)","v":{"v":66932,"d":"66,932 "}},null,{"$f":"AX14","v":"03302"},{"$f":"AY14","v":"葛巻町"},{"$f":"BE14*VLOOKUP(BO$12,別紙!$B$4:$E$10,MATCH(\"設備利用率\",別紙!$B$4:$E$4,0),0)/100*8760/10^3","v":{"v":637.6237559999998,"d":"638 "}},{"$f":"BF14*VLOOKUP(BP$12,別紙!$B$4:$E$10,MATCH(\"設備利用率\",別紙!$B$4:$E$4,0),0)/100*8760/10^3","v":{"v":1059.133932,"d":"1,059 "}},{"$f":"BG14*VLOOKUP(BQ$12,別紙!$B$4:$E$10,MATCH(\"設備利用率\",別紙!$B$4:$E$4,0),0)/100*8760/10^3","v":{"v":142514.688,"d":"142,515 "}},{"$f":"BH14*VLOOKUP(BR$12,別紙!$B$4:$E$10,MATCH(\"設備利用率\",別紙!$B$4:$E$4,0),0)/100*8760/10^3","v":{"v":0,"d":"0 "}},{"$f":"BI14*VLOOKUP(BS$12,別紙!$B$4:$E$10,MATCH(\"設備利用率\",別紙!$B$4:$E$4,0),0)/100*8760/10^3","v":{"v":0,"d":"0 "}},{"$f":"BJ14*VLOOKUP(BT$12,別紙!$B$4:$E$10,MATCH(\"設備利用率\",別紙!$B$4:$E$4,0),0)/100*8760/10^3","v":{"v":0,"d":"0 "}},{"$f":"SUM(BO14:BT14)","v":{"v":144211.445688,"d":"144,211 "}},null,{"$f":"AX14","v":"03302"},{"$f":"AY14","v":"葛巻町"},{"$f":"(VLOOKUP($BW14&\"_\"&$AZ$8,データシート1!$A:$BT,MATCH(\"da_製造業\",データシート1!$A$1:$BT$1,0),0)+VLOOKUP($BW14&\"_\"&$AZ$8,データシート1!$A:$BT,MATCH(\"da_建設業・鉱業\",データシート1!$A$1:$BT$1,0),0)+VLOOKUP($BW14&\"_\"&$AZ$8,データシート1!$A:$BT,MATCH(\"da_農林水産業\",データシート1!$A$1:$BT$1,0),0)+VLOOKUP($BW14&\"_\"&$AZ$8,データシート1!$A:$BT,MATCH(\"da_業務\",データシート1!$A$1:$BT$1,0),0)+VLOOKUP($BW14&\"_\"&$AZ$8,データシート1!$A:$BT,MATCH(\"da_家庭\",データシート1!$A$1:$BT$1,0),0)+VLOOKUP($BW14&\"_\"&$AZ$8,データシート1!$A:$BT,MATCH(\"da_鉄道\",データシート1!$A$1:$BT$1,0),0))/10^3","v":{"v":29769.694970813598,"d":"29,770 "}},null,{"$f":"AX14","v":"03302"},{"$f":"AY14","v":"葛巻町"},{"$f":"BO14/$BY14","v":{"v":0.021418551873814303,"d":"2.1%"}},{"v":0.035577587645368274,"d":"3.6%"},{"v":4.7872404517319485,"d":"478.7%"},{"v":0,"d":"0.0%"},{"v":0,"d":"0.0%"},{"v":0,"d":"0.0%"},{"$f":"BU14/BY14","v":{"v":4.844236591251131,"d":"484.4%"}},null,{"$f":"AX14","v":"03302"},{"$f":"AY14","v":"葛巻町"},{"$f":"VLOOKUP($CK14&\"_\"&$AZ$7,データシート1!$A:$BT,MATCH(\"ca_太陽光発電（10kW未満）\",データシート1!$A$1:$BT$1,0),0)","v":111},{"$f":"VLOOKUP($CK14&\"_\"&$AZ$5,データシート1!$A:$BT,MATCH(\"ab_家庭\",データシート1!$A$1:$BT$1,0),0)","v":2678},{"$f":"CM14/CN14","v":{"v":0.041448842419716206,"d":"4.1%"}}]
[{"$nulls":49},{"$f":"比較地域マスタ!$Y8","v":"01401"},{"$f":"IF(IFERROR(比較地域マスタ!$Z8,\"\")=0,\"\",IFERROR(比較地域マスタ!$Z8,\"\"))","v":"共和町"},{"$nulls":3},"01401","共和町",{"$f":"VLOOKUP($BC15&\"_\"&$AZ$7,データシート1!$A:$BT,MATCH(\"cb_\"&BE$12,データシート1!$A$1:$BT$1,0),0)","v":{"v":337.542,"d":"338 "}},{"$f":"VLOOKUP($BC15&\"_\"&$AZ$7,データシート1!$A:$BT,MATCH(\"cb_\"&BF$12,データシート1!$A$1:$BT$1,0),0)","v":{"v":288.34,"d":"288 "}},{"$f":"VLOOKUP($BC15&\"_\"&$AZ$7,データシート1!$A:$BT,MATCH(\"cb_\"&BG$12,データシート1!$A$1:$BT$1,0),0)","v":{"v":19.5,"d":"20 "}},{"$f":"VLOOKUP($BC15&\"_\"&$AZ$7,データシート1!$A:$BT,MATCH(\"cb_\"&BH$12,データシート1!$A$1:$BT$1,0),0)","v":{"v":0,"d":"0 "}},{"$f":"VLOOKUP($BC15&\"_\"&$AZ$7,データシート1!$A:$BT,MATCH(\"cb_\"&BI$12,データシート1!$A$1:$BT$1,0),0)","v":{"v":0,"d":"0 "}},{"$f":"VLOOKUP($BC15&\"_\"&$AZ$7,データシート1!$A:$BT,MATCH(\"cb_\"&BJ$12,データシート1!$A$1:$BT$1,0),0)","v":{"v":0,"d":"0 "}},{"v":645.382,"d":"645 "},null,"01401","共和町",{"$f":"BE15*VLOOKUP(BO$12,別紙!$B$4:$E$10,MATCH(\"設備利用率\",別紙!$B$4:$E$4,0),0)/100*8760/10^3","v":{"v":405.09090504,"d":"405 "}},{"$f":"BF15*VLOOKUP(BP$12,別紙!$B$4:$E$10,MATCH(\"設備利用率\",別紙!$B$4:$E$4,0),0)/100*8760/10^3","v":{"v":381.4046184,"d":"381 "}},{"$f":"BG15*VLOOKUP(BQ$12,別紙!$B$4:$E$10,MATCH(\"設備利用率\",別紙!$B$4:$E$4,0),0)/100*8760/10^3","v":{"v":42.36336,"d":"42 "}},{"$f":"BH15*VLOOKUP(BR$12,別紙!$B$4:$E$10,MATCH(\"設備利用率\",別紙!$B$4:$E$4,0),0)/100*8760/10^3","v":{"v":0,"d":"0 "}},{"$f":"BI15*VLOOKUP(BS$12,別紙!$B$4:$E$10,MATCH(\"設備利用率\",別紙!$B$4:$E$4,0),0)/100*8760/10^3","v":{"v":0,"d":"0 "}},{"$f":"BJ15*VLOOKUP(BT$12,別紙!$B$4:$E$10,MATCH(\"設備利用率\",別紙!$B$4:$E$4,0),0)/100*8760/10^3","v":{"v":0,"d":"0 "}},{"v":828.85888344,"d":"829 "},null,"01401","共和町",{"$f":"(VLOOKUP($BW15&\"_\"&$AZ$8,データシート1!$A:$BT,MATCH(\"da_製造業\",データシート1!$A$1:$BT$1,0),0)+VLOOKUP($BW15&\"_\"&$AZ$8,データシート1!$A:$BT,MATCH(\"da_建設業・鉱業\",データシート1!$A$1:$BT$1,0),0)+VLOOKUP($BW15&\"_\"&$AZ$8,データシート1!$A:$BT,MATCH(\"da_農林水産業\",データシート1!$A$1:$BT$1,0),0)+VLOOKUP($BW15&\"_\"&$AZ$8,データシート1!$A:$BT,MATCH(\"da_業務\",データシート1!$A$1:$BT$1,0),0)+VLOOKUP($BW15&\"_\"&$AZ$8,データシート1!$A:$BT,MATCH(\"da_家庭\",データシート1!$A$1:$BT$1,0),0)+VLOOKUP($BW15&\"_\"&$AZ$8,データシート1!$A:$BT,MATCH(\"da_鉄道\",データシート1!$A$1:$BT$1,0),0))/10^3","v":{"v":24906.522440796838,"d":"24,907 "}},null,"01401","共和町",{"v":0.016264450647532465,"d":"1.6%"},{"v":0.015313443267987503,"d":"1.5%"},{"v":1.7008942175969495E-3,"d":"0.2%"},{"v":0,"d":"0.0%"},{"v":0,"d":"0.0%"},{"v":0,"d":"0.0%"},{"v":0.03327878813311692,"d":"3.3%"},null,"01401","共和町",{"$f":"VLOOKUP($CK15&\"_\"&$AZ$7,データシート1!$A:$BT,MATCH(\"ca_太陽光発電（10kW未満）\",データシート1!$A$1:$BT$1,0),0)","v":55},{"$f":"VLOOKUP($CK15&\"_\"&$AZ$5,データシート1!$A:$BT,MATCH(\"ab_家庭\",データシート1!$A$1:$BT$1,0),0)","v":2750},{"v":0.02,"d":"2.0%"}]
[{"$nulls":49},{"$f":"比較地域マスタ!$Y9","v":"01641"},{"$f":"IF(IFERROR(比較地域マスタ!$Z9,\"\")=0,\"\",IFERROR(比較地域マスタ!$Z9,\"\"))","v":"大樹町"},{"$nulls":3},"01641","大樹町",{"$f":"VLOOKUP($BC16&\"_\"&$AZ$7,データシート1!$A:$BT,MATCH(\"cb_\"&BE$12,データシート1!$A$1:$BT$1,0),0)","v":{"v":606.3619999999999,"d":"606 "}},{"$f":"VLOOKUP($BC16&\"_\"&$AZ$7,データシート1!$A:$BT,MATCH(\"cb_\"&BF$12,データシート1!$A$1:$BT$1,0),0)","v":{"v":11546,"d":"11,546 "}},{"$f":"VLOOKUP($BC16&\"_\"&$AZ$7,データシート1!$A:$BT,MATCH(\"cb_\"&BG$12,データシート1!$A$1:$BT$1,0),0)","v":{"v":0,"d":"0 "}},{"$f":"VLOOKUP($BC16&\"_\"&$AZ$7,データシート1!$A:$BT,MATCH(\"cb_\"&BH$12,データシート1!$A$1:$BT$1,0),0)","v":{"v":0,"d":"0 "}},{"$f":"VLOOKUP($BC16&\"_\"&$AZ$7,データシート1!$A:$BT,MATCH(\"cb_\"&BI$12,データシート1!$A$1:$BT$1,0),0)","v":{"v":0,"d":"0 "}},{"$f":"VLOOKUP($BC16&\"_\"&$AZ$7,データシート1!$A:$BT,MATCH(\"cb_\"&BJ$12,データシート1!$A$1:$BT$1,0),0)","v":{"v":450,"d":"450 "}},{"v":12602.362,"d":"12,602 "},null,"01641","大樹町",{"$f":"BE16*VLOOKUP(BO$12,別紙!$B$4:$E$10,MATCH(\"設備利用率\",別紙!$B$4:$E$4,0),0)/100*8760/10^3","v":{"v":727.7071634399997,"d":"728 "}},{"$f":"BF16*VLOOKUP(BP$12,別紙!$B$4:$E$10,MATCH(\"設備利用率\",別紙!$B$4:$E$4,0),0)/100*8760/10^3","v":{"v":15272.58696,"d":"15,273 "}},{"$f":"BG16*VLOOKUP(BQ$12,別紙!$B$4:$E$10,MATCH(\"設備利用率\",別紙!$B$4:$E$4,0),0)/100*8760/10^3","v":{"v":0,"d":"0 "}},{"$f":"BH16*VLOOKUP(BR$12,別紙!$B$4:$E$10,MATCH(\"設備利用率\",別紙!$B$4:$E$4,0),0)/100*8760/10^3","v":{"v":0,"d":"0 "}},{"$f":"BI16*VLOOKUP(BS$12,別紙!$B$4:$E$10,MATCH(\"設備利用率\",別紙!$B$4:$E$4,0),0)/100*8760/10^3","v":{"v":0,"d":"0 "}},{"$f":"BJ16*VLOOKUP(BT$12,別紙!$B$4:$E$10,MATCH(\"設備利用率\",別紙!$B$4:$E$4,0),0)/100*8760/10^3","v":{"v":3153.6,"d":"3,154 "}},{"v":19153.89412344,"d":"19,154 "},null,"01641","大樹町",{"$f":"(VLOOKUP($BW16&\"_\"&$AZ$8,データシート1!$A:$BT,MATCH(\"da_製造業\",データシート1!$A$1:$BT$1,0),0)+VLOOKUP($BW16&\"_\"&$AZ$8,データシート1!$A:$BT,MATCH(\"da_建設業・鉱業\",データシート1!$A$1:$BT$1,0),0)+VLOOKUP($BW16&\"_\"&$AZ$8,データシート1!$A:$BT,MATCH(\"da_農林水産業\",データシート1!$A$1:$BT$1,0),0)+VLOOKUP($BW16&\"_\"&$AZ$8,データシート1!$A:$BT,MATCH(\"da_業務\",データシート1!$A$1:$BT$1,0),0)+VLOOKUP($BW16&\"_\"&$AZ$8,データシート1!$A:$BT,MATCH(\"da_家庭\",データシート1!$A$1:$BT$1,0),0)+VLOOKUP($BW16&\"_\"&$AZ$8,データシート1!$A:$BT,MATCH(\"da_鉄道\",データシート1!$A$1:$BT$1,0),0))/10^3","v":{"v":39345.09812925685,"d":"39,345 "}},null,"01641","大樹町",{"v":0.018495497483557673,"d":"1.8%"},{"v":0.38817000557036024,"d":"38.8%"},{"v":0,"d":"0.0%"},{"v":0,"d":"0.0%"},{"v":0,"d":"0.0%"},{"v":0.08015229723509056,"d":"8.0%"},{"v":0.4868178002890085,"d":"48.7%"},null,"01641","大樹町",{"$f":"VLOOKUP($CK16&\"_\"&$AZ$7,データシート1!$A:$BT,MATCH(\"ca_太陽光発電（10kW未満）\",データシート1!$A$1:$BT$1,0),0)","v":103},{"$f":"VLOOKUP($CK16&\"_\"&$AZ$5,データシート1!$A:$BT,MATCH(\"ab_家庭\",データシート1!$A$1:$BT$1,0),0)","v":2794},{"v":0.03686471009305655,"d":"3.7%"}]
[{"$nulls":49},{"$f":"比較地域マスタ!$Y10","v":"01663"},{"$f":"IF(IFERROR(比較地域マスタ!$Z10,\"\")=0,\"\",IFERROR(比較地域マスタ!$Z10,\"\"))","v":"浜中町"},{"$nulls":3},"01663","浜中町",{"$f":"VLOOKUP($BC17&\"_\"&$AZ$7,データシート1!$A:$BT,MATCH(\"cb_\"&BE$12,データシート1!$A$1:$BT$1,0),0)","v":{"v":1287.0640000000012,"d":"1,287 "}},{"$f":"VLOOKUP($BC17&\"_\"&$AZ$7,データシート1!$A:$BT,MATCH(\"cb_\"&BF$12,データシート1!$A$1:$BT$1,0),0)","v":{"v":10889.299999999997,"d":"10,889 "}},{"$f":"VLOOKUP($BC17&\"_\"&$AZ$7,データシート1!$A:$BT,MATCH(\"cb_\"&BG$12,データシート1!$A$1:$BT$1,0),0)","v":{"v":1655.4,"d":"1,655 "}},{"$f":"VLOOKUP($BC17&\"_\"&$AZ$7,データシート1!$A:$BT,MATCH(\"cb_\"&BH$12,データシート1!$A$1:$BT$1,0),0)","v":{"v":0,"d":"0 "}},{"$f":"VLOOKUP($BC17&\"_\"&$AZ$7,データシート1!$A:$BT,MATCH(\"cb_\"&BI$12,データシート1!$A$1:$BT$1,0),0)","v":{"v":0,"d":"0 "}},{"$f":"VLOOKUP($BC17&\"_\"&$AZ$7,データシート1!$A:$BT,MATCH(\"cb_\"&BJ$12,データシート1!$A$1:$BT$1,0),0)","v":{"v":49,"d":"49 "}},{"v":13880.763999999997,"d":"13,881 "},null,"01663","浜中町",{"$f":"BE17*VLOOKUP(BO$12,別紙!$B$4:$E$10,MATCH(\"設備利用率\",別紙!$B$4:$E$4,0),0)/100*8760/10^3","v":{"v":1544.6312476800013,"d":"1,545 "}},{"$f":"BF17*VLOOKUP(BP$12,別紙!$B$4:$E$10,MATCH(\"設備利用率\",別紙!$B$4:$E$4,0),0)/100*8760/10^3","v":{"v":14403.930467999997,"d":"14,404 "}},{"$f":"BG17*VLOOKUP(BQ$12,別紙!$B$4:$E$10,MATCH(\"設備利用率\",別紙!$B$4:$E$4,0),0)/100*8760/10^3","v":{"v":3596.3233920000002,"d":"3,596 "}},{"$f":"BH17*VLOOKUP(BR$12,別紙!$B$4:$E$10,MATCH(\"設備利用率\",別紙!$B$4:$E$4,0),0)/100*8760/10^3","v":{"v":0,"d":"0 "}},{"$f":"BI17*VLOOKUP(BS$12,別紙!$B$4:$E$10,MATCH(\"設備利用率\",別紙!$B$4:$E$4,0),0)/100*8760/10^3","v":{"v":0,"d":"0 "}},{"$f":"BJ17*VLOOKUP(BT$12,別紙!$B$4:$E$10,MATCH(\"設備利用率\",別紙!$B$4:$E$4,0),0)/100*8760/10^3","v":{"v":343.392,"d":"343 "}},{"v":19888.277107679998,"d":"19,888 "},null,"01663","浜中町",{"$f":"(VLOOKUP($BW17&\"_\"&$AZ$8,データシート1!$A:$BT,MATCH(\"da_製造業\",データシート1!$A$1:$BT$1,0),0)+VLOOKUP($BW17&\"_\"&$AZ$8,データシート1!$A:$BT,MATCH(\"da_建設業・鉱業\",データシート1!$A$1:$BT$1,0),0)+VLOOKUP($BW17&\"_\"&$AZ$8,データシート1!$A:$BT,MATCH(\"da_農林水産業\",データシート1!$A$1:$BT$1,0),0)+VLOOKUP($BW17&\"_\"&$AZ$8,データシート1!$A:$BT,MATCH(\"da_業務\",データシート1!$A$1:$BT$1,0),0)+VLOOKUP($BW17&\"_\"&$AZ$8,データシート1!$A:$BT,MATCH(\"da_家庭\",データシート1!$A$1:$BT$1,0),0)+VLOOKUP($BW17&\"_\"&$AZ$8,データシート1!$A:$BT,MATCH(\"da_鉄道\",データシート1!$A$1:$BT$1,0),0))/10^3","v":{"v":53380.024016267176,"d":"53,380 "}},null,"01663","浜中町",{"v":0.028936503423252227,"d":"2.9%"},{"v":0.2698374669822273,"d":"27.0%"},{"v":0.06737208268966022,"d":"6.7%"},{"v":0,"d":"0.0%"},{"v":0,"d":"0.0%"},{"v":0.006432968255978187,"d":"0.6%"},{"v":0.372579021351118,"d":"37.3%"},null,"01663","浜中町",{"$f":"VLOOKUP($CK17&\"_\"&$AZ$7,データシート1!$A:$BT,MATCH(\"ca_太陽光発電（10kW未満）\",データシート1!$A$1:$BT$1,0),0)","v":171},{"$f":"VLOOKUP($CK17&\"_\"&$AZ$5,データシート1!$A:$BT,MATCH(\"ab_家庭\",データシート1!$A$1:$BT$1,0),0)","v":2490},{"v":0.06867469879518072,"d":"6.9%"}]
[{"$nulls":49},{"$f":"比較地域マスタ!$Y11","v":"39411"},{"$f":"IF(IFERROR(比較地域マスタ!$Z11,\"\")=0,\"\",IFERROR(比較地域マスタ!$Z11,\"\"))","v":"津野町"},{"$nulls":3},"39411","津野町",{"$f":"VLOOKUP($BC18&\"_\"&$AZ$7,データシート1!$A:$BT,MATCH(\"cb_\"&BE$12,データシート1!$A$1:$BT$1,0),0)","v":{"v":869.5279999999999,"d":"870 "}},{"$f":"VLOOKUP($BC18&\"_\"&$AZ$7,データシート1!$A:$BT,MATCH(\"cb_\"&BF$12,データシート1!$A$1:$BT$1,0),0)","v":{"v":2507.152,"d":"2,507 "}},{"$f":"VLOOKUP($BC18&\"_\"&$AZ$7,データシート1!$A:$BT,MATCH(\"cb_\"&BG$12,データシート1!$A$1:$BT$1,0),0)","v":{"v":20000,"d":"20,000 "}},{"$f":"VLOOKUP($BC18&\"_\"&$AZ$7,データシート1!$A:$BT,MATCH(\"cb_\"&BH$12,データシート1!$A$1:$BT$1,0),0)","v":{"v":0,"d":"0 "}},{"$f":"VLOOKUP($BC18&\"_\"&$AZ$7,データシート1!$A:$BT,MATCH(\"cb_\"&BI$12,データシート1!$A$1:$BT$1,0),0)","v":{"v":0,"d":"0 "}},{"$f":"VLOOKUP($BC18&\"_\"&$AZ$7,データシート1!$A:$BT,MATCH(\"cb_\"&BJ$12,データシート1!$A$1:$BT$1,0),0)","v":{"v":0,"d":"0 "}},{"v":23376.68,"d":"23,377 "},null,"39411","津野町",{"$f":"BE18*VLOOKUP(BO$12,別紙!$B$4:$E$10,MATCH(\"設備利用率\",別紙!$B$4:$E$4,0),0)/100*8760/10^3","v":{"v":1043.5379433599999,"d":"1,044 "}},{"$f":"BF18*VLOOKUP(BP$12,別紙!$B$4:$E$10,MATCH(\"設備利用率\",別紙!$B$4:$E$4,0),0)/100*8760/10^3","v":{"v":3316.36037952,"d":"3,316 "}},{"$f":"BG18*VLOOKUP(BQ$12,別紙!$B$4:$E$10,MATCH(\"設備利用率\",別紙!$B$4:$E$4,0),0)/100*8760/10^3","v":{"v":43449.6,"d":"43,450 "}},{"$f":"BH18*VLOOKUP(BR$12,別紙!$B$4:$E$10,MATCH(\"設備利用率\",別紙!$B$4:$E$4,0),0)/100*8760/10^3","v":{"v":0,"d":"0 "}},{"$f":"BI18*VLOOKUP(BS$12,別紙!$B$4:$E$10,MATCH(\"設備利用率\",別紙!$B$4:$E$4,0),0)/100*8760/10^3","v":{"v":0,"d":"0 "}},{"$f":"BJ18*VLOOKUP(BT$12,別紙!$B$4:$E$10,MATCH(\"設備利用率\",別紙!$B$4:$E$4,0),0)/100*8760/10^3","v":{"v":0,"d":"0 "}},{"v":47809.49832288,"d":"47,809 "},null,"39411","津野町",{"$f":"(VLOOKUP($BW18&\"_\"&$AZ$8,データシート1!$A:$BT,MATCH(\"da_製造業\",データシート1!$A$1:$BT$1,0),0)+VLOOKUP($BW18&\"_\"&$AZ$8,データシート1!$A:$BT,MATCH(\"da_建設業・鉱業\",データシート1!$A$1:$BT$1,0),0)+VLOOKUP($BW18&\"_\"&$AZ$8,データシート1!$A:$BT,MATCH(\"da_農林水産業\",データシート1!$A$1:$BT$1,0),0)+VLOOKUP($BW18&\"_\"&$AZ$8,データシート1!$A:$BT,MATCH(\"da_業務\",データシート1!$A$1:$BT$1,0),0)+VLOOKUP($BW18&\"_\"&$AZ$8,データシート1!$A:$BT,MATCH(\"da_家庭\",データシート1!$A$1:$BT$1,0),0)+VLOOKUP($BW18&\"_\"&$AZ$8,データシート1!$A:$BT,MATCH(\"da_鉄道\",データシート1!$A$1:$BT$1,0),0))/10^3","v":{"v":22939.78610584099,"d":"22,940 "}},null,"39411","津野町",{"v":0.04549030834661058,"d":"4.5%"},{"v":0.14456806023468455,"d":"14.5%"},{"v":1.8940717145107444,"d":"189.4%"},{"v":0,"d":"0.0%"},{"v":0,"d":"0.0%"},{"v":0,"d":"0.0%"},{"v":2.0841300830920395,"d":"208.4%"},null,"39411","津野町",{"$f":"VLOOKUP($CK18&\"_\"&$AZ$7,データシート1!$A:$BT,MATCH(\"ca_太陽光発電（10kW未満）\",データシート1!$A$1:$BT$1,0),0)","v":168},{"$f":"VLOOKUP($CK18&\"_\"&$AZ$5,データシート1!$A:$BT,MATCH(\"ab_家庭\",データシート1!$A$1:$BT$1,0),0)","v":2619},{"v":0.06414662084765177,"d":"6.4%"}]
[{"$nulls":49},{"$f":"比較地域マスタ!$Y12","v":"46502"},{"$f":"IF(IFERROR(比較地域マスタ!$Z12,\"\")=0,\"\",IFERROR(比較地域マスタ!$Z12,\"\"))","v":"南種子町"},{"$nulls":3},"46502","南種子町",{"$f":"VLOOKUP($BC19&\"_\"&$AZ$7,データシート1!$A:$BT,MATCH(\"cb_\"&BE$12,データシート1!$A$1:$BT$1,0),0)","v":{"v":564.41,"d":"564 "}},{"$f":"VLOOKUP($BC19&\"_\"&$AZ$7,データシート1!$A:$BT,MATCH(\"cb_\"&BF$12,データシート1!$A$1:$BT$1,0),0)","v":{"v":3855.0999999999995,"d":"3,855 "}},{"$f":"VLOOKUP($BC19&\"_\"&$AZ$7,データシート1!$A:$BT,MATCH(\"cb_\"&BG$12,データシート1!$A$1:$BT$1,0),0)","v":{"v":0,"d":"0 "}},{"$f":"VLOOKUP($BC19&\"_\"&$AZ$7,データシート1!$A:$BT,MATCH(\"cb_\"&BH$12,データシート1!$A$1:$BT$1,0),0)","v":{"v":0,"d":"0 "}},{"$f":"VLOOKUP($BC19&\"_\"&$AZ$7,データシート1!$A:$BT,MATCH(\"cb_\"&BI$12,データシート1!$A$1:$BT$1,0),0)","v":{"v":0,"d":"0 "}},{"$f":"VLOOKUP($BC19&\"_\"&$AZ$7,データシート1!$A:$BT,MATCH(\"cb_\"&BJ$12,データシート1!$A$1:$BT$1,0),0)","v":{"v":0,"d":"0 "}},{"v":4419.509999999999,"d":"4,420 "},null,"46502","南種子町",{"$f":"BE19*VLOOKUP(BO$12,別紙!$B$4:$E$10,MATCH(\"設備利用率\",別紙!$B$4:$E$4,0),0)/100*8760/10^3","v":{"v":677.3597292,"d":"677 "}},{"$f":"BF19*VLOOKUP(BP$12,別紙!$B$4:$E$10,MATCH(\"設備利用率\",別紙!$B$4:$E$4,0),0)/100*8760/10^3","v":{"v":5099.372075999999,"d":"5,099 "}},{"$f":"BG19*VLOOKUP(BQ$12,別紙!$B$4:$E$10,MATCH(\"設備利用率\",別紙!$B$4:$E$4,0),0)/100*8760/10^3","v":{"v":0,"d":"0 "}},{"$f":"BH19*VLOOKUP(BR$12,別紙!$B$4:$E$10,MATCH(\"設備利用率\",別紙!$B$4:$E$4,0),0)/100*8760/10^3","v":{"v":0,"d":"0 "}},{"$f":"BI19*VLOOKUP(BS$12,別紙!$B$4:$E$10,MATCH(\"設備利用率\",別紙!$B$4:$E$4,0),0)/100*8760/10^3","v":{"v":0,"d":"0 "}},{"$f":"BJ19*VLOOKUP(BT$12,別紙!$B$4:$E$10,MATCH(\"設備利用率\",別紙!$B$4:$E$4,0),0)/100*8760/10^3","v":{"v":0,"d":"0 "}},{"v":5776.731805199999,"d":"5,777 "},null,"46502","南種子町",{"$f":"(VLOOKUP($BW19&\"_\"&$AZ$8,データシート1!$A:$BT,MATCH(\"da_製造業\",データシート1!$A$1:$BT$1,0),0)+VLOOKUP($BW19&\"_\"&$AZ$8,データシート1!$A:$BT,MATCH(\"da_建設業・鉱業\",データシート1!$A$1:$BT$1,0),0)+VLOOKUP($BW19&\"_\"&$AZ$8,データシート1!$A:$BT,MATCH(\"da_農林水産業\",データシート1!$A$1:$BT$1,0),0)+VLOOKUP($BW19&\"_\"&$AZ$8,データシート1!$A:$BT,MATCH(\"da_業務\",データシート1!$A$1:$BT$1,0),0)+VLOOKUP($BW19&\"_\"&$AZ$8,データシート1!$A:$BT,MATCH(\"da_家庭\",データシート1!$A$1:$BT$1,0),0)+VLOOKUP($BW19&\"_\"&$AZ$8,データシート1!$A:$BT,MATCH(\"da_鉄道\",データシート1!$A$1:$BT$1,0),0))/10^3","v":{"v":28926.18496659101,"d":"28,926 "}},null,"46502","南種子町",{"v":0.023416835990723726,"d":"2.3%"},{"v":0.17628913325036263,"d":"17.6%"},{"v":0,"d":"0.0%"},{"v":0,"d":"0.0%"},{"v":0,"d":"0.0%"},{"v":0,"d":"0.0%"},{"v":0.19970596924108638,"d":"20.0%"},null,"46502","南種子町",{"$f":"VLOOKUP($CK19&\"_\"&$AZ$7,データシート1!$A:$BT,MATCH(\"ca_太陽光発電（10kW未満）\",データシート1!$A$1:$BT$1,0),0)","v":113},{"$f":"VLOOKUP($CK19&\"_\"&$AZ$5,データシート1!$A:$BT,MATCH(\"ab_家庭\",データシート1!$A$1:$BT$1,0),0)","v":2918},{"v":0.0387251542152159,"d":"3.9%"}]
[{"$nulls":49},{"$f":"比較地域マスタ!$Y13","v":"05363"},{"$f":"IF(IFERROR(比較地域マスタ!$Z13,\"\")=0,\"\",IFERROR(比較地域マスタ!$Z13,\"\"))","v":"八郎潟町"},{"$nulls":3},"05363","八郎潟町",{"$f":"VLOOKUP($BC20&\"_\"&$AZ$7,データシート1!$A:$BT,MATCH(\"cb_\"&BE$12,データシート1!$A$1:$BT$1,0),0)","v":{"v":319.8,"d":"320 "}},{"$f":"VLOOKUP($BC20&\"_\"&$AZ$7,データシート1!$A:$BT,MATCH(\"cb_\"&BF$12,データシート1!$A$1:$BT$1,0),0)","v":{"v":197.7,"d":"198 "}},{"$f":"VLOOKUP($BC20&\"_\"&$AZ$7,データシート1!$A:$BT,MATCH(\"cb_\"&BG$12,データシート1!$A$1:$BT$1,0),0)","v":{"v":0,"d":"0 "}},{"$f":"VLOOKUP($BC20&\"_\"&$AZ$7,データシート1!$A:$BT,MATCH(\"cb_\"&BH$12,データシート1!$A$1:$BT$1,0),0)","v":{"v":0,"d":"0 "}},{"$f":"VLOOKUP($BC20&\"_\"&$AZ$7,データシート1!$A:$BT,MATCH(\"cb_\"&BI$12,データシート1!$A$1:$BT$1,0),0)","v":{"v":0,"d":"0 "}},{"$f":"VLOOKUP($BC20&\"_\"&$AZ$7,データシート1!$A:$BT,MATCH(\"cb_\"&BJ$12,データシート1!$A$1:$BT$1,0),0)","v":{"v":0,"d":"0 "}},{"v":517.5,"d":"518 "},null,"05363","八郎潟町",{"$f":"BE20*VLOOKUP(BO$12,別紙!$B$4:$E$10,MATCH(\"設備利用率\",別紙!$B$4:$E$4,0),0)/100*8760/10^3","v":{"v":383.7983760000001,"d":"384 "}},{"$f":"BF20*VLOOKUP(BP$12,別紙!$B$4:$E$10,MATCH(\"設備利用率\",別紙!$B$4:$E$4,0),0)/100*8760/10^3","v":{"v":261.509652,"d":"262 "}},{"$f":"BG20*VLOOKUP(BQ$12,別紙!$B$4:$E$10,MATCH(\"設備利用率\",別紙!$B$4:$E$4,0),0)/100*8760/10^3","v":{"v":0,"d":"0 "}},{"$f":"BH20*VLOOKUP(BR$12,別紙!$B$4:$E$10,MATCH(\"設備利用率\",別紙!$B$4:$E$4,0),0)/100*8760/10^3","v":{"v":0,"d":"0 "}},{"$f":"BI20*VLOOKUP(BS$12,別紙!$B$4:$E$10,MATCH(\"設備利用率\",別紙!$B$4:$E$4,0),0)/100*8760/10^3","v":{"v":0,"d":"0 "}},{"$f":"BJ20*VLOOKUP(BT$12,別紙!$B$4:$E$10,MATCH(\"設備利用率\",別紙!$B$4:$E$4,0),0)/100*8760/10^3","v":{"v":0,"d":"0 "}},{"v":645.3080280000001,"d":"645 "},null,"05363","八郎潟町",{"$f":"(VLOOKUP($BW20&\"_\"&$AZ$8,データシート1!$A:$BT,MATCH(\"da_製造業\",データシート1!$A$1:$BT$1,0),0)+VLOOKUP($BW20&\"_\"&$AZ$8,データシート1!$A:$BT,MATCH(\"da_建設業・鉱業\",データシート1!$A$1:$BT$1,0),0)+VLOOKUP($BW20&\"_\"&$AZ$8,データシート1!$A:$BT,MATCH(\"da_農林水産業\",データシート1!$A$1:$BT$1,0),0)+VLOOKUP($BW20&\"_\"&$AZ$8,データシート1!$A:$BT,MATCH(\"da_業務\",データシート1!$A$1:$BT$1,0),0)+VLOOKUP($BW20&\"_\"&$AZ$8,データシート1!$A:$BT,MATCH(\"da_家庭\",データシート1!$A$1:$BT$1,0),0)+VLOOKUP($BW20&\"_\"&$AZ$8,データシート1!$A:$BT,MATCH(\"da_鉄道\",データシート1!$A$1:$BT$1,0),0))/10^3","v":{"v":26374.64629017807,"d":"26,375 "}},null,"05363","八郎潟町",{"v":0.0145517923454741,"d":"1.5%"},{"v":0.009915190866365716,"d":"1.0%"},{"v":0,"d":"0.0%"},{"v":0,"d":"0.0%"},{"v":0,"d":"0.0%"},{"v":0,"d":"0.0%"},{"v":0.024466983211839818,"d":"2.4%"},null,"05363","八郎潟町",{"$f":"VLOOKUP($CK20&\"_\"&$AZ$7,データシート1!$A:$BT,MATCH(\"ca_太陽光発電（10kW未満）\",データシート1!$A$1:$BT$1,0),0)","v":65},{"$f":"VLOOKUP($CK20&\"_\"&$AZ$5,データシート1!$A:$BT,MATCH(\"ab_家庭\",データシート1!$A$1:$BT$1,0),0)","v":2427},{"v":0.026782035434693038,"d":"2.7%"}]
[{"$nulls":49},{"$f":"比較地域マスタ!$Y14","v":"07344"},{"$f":"IF(IFERROR(比較地域マスタ!$Z14,\"\")=0,\"\",IFERROR(比較地域マスタ!$Z14,\"\"))","v":"天栄村"},{"$nulls":3},"07344","天栄村",{"$f":"VLOOKUP($BC21&\"_\"&$AZ$7,データシート1!$A:$BT,MATCH(\"cb_\"&BE$12,データシート1!$A$1:$BT$1,0),0)","v":{"v":719.2999999999997,"d":"719 "}},{"$f":"VLOOKUP($BC21&\"_\"&$AZ$7,データシート1!$A:$BT,MATCH(\"cb_\"&BF$12,データシート1!$A$1:$BT$1,0),0)","v":{"v":10054.699999999999,"d":"10,055 "}},{"$f":"VLOOKUP($BC21&\"_\"&$AZ$7,データシート1!$A:$BT,MATCH(\"cb_\"&BG$12,データシート1!$A$1:$BT$1,0),0)","v":{"v":3450,"d":"3,450 "}},{"$f":"VLOOKUP($BC21&\"_\"&$AZ$7,データシート1!$A:$BT,MATCH(\"cb_\"&BH$12,データシート1!$A$1:$BT$1,0),0)","v":{"v":0,"d":"0 "}},{"$f":"VLOOKUP($BC21&\"_\"&$AZ$7,データシート1!$A:$BT,MATCH(\"cb_\"&BI$12,データシート1!$A$1:$BT$1,0),0)","v":{"v":0,"d":"0 "}},{"$f":"VLOOKUP($BC21&\"_\"&$AZ$7,データシート1!$A:$BT,MATCH(\"cb_\"&BJ$12,データシート1!$A$1:$BT$1,0),0)","v":{"v":0,"d":"0 "}},{"v":14223.999999999998,"d":"14,224 "},null,"07344","天栄村",{"$f":"BE21*VLOOKUP(BO$12,別紙!$B$4:$E$10,MATCH(\"設備利用率\",別紙!$B$4:$E$4,0),0)/100*8760/10^3","v":{"v":863.2463159999996,"d":"863 "}},{"$f":"BF21*VLOOKUP(BP$12,別紙!$B$4:$E$10,MATCH(\"設備利用率\",別紙!$B$4:$E$4,0),0)/100*8760/10^3","v":{"v":13299.954971999998,"d":"13,300 "}},{"$f":"BG21*VLOOKUP(BQ$12,別紙!$B$4:$E$10,MATCH(\"設備利用率\",別紙!$B$4:$E$4,0),0)/100*8760/10^3","v":{"v":7495.056,"d":"7,495 "}},{"$f":"BH21*VLOOKUP(BR$12,別紙!$B$4:$E$10,MATCH(\"設備利用率\",別紙!$B$4:$E$4,0),0)/100*8760/10^3","v":{"v":0,"d":"0 "}},{"$f":"BI21*VLOOKUP(BS$12,別紙!$B$4:$E$10,MATCH(\"設備利用率\",別紙!$B$4:$E$4,0),0)/100*8760/10^3","v":{"v":0,"d":"0 "}},{"$f":"BJ21*VLOOKUP(BT$12,別紙!$B$4:$E$10,MATCH(\"設備利用率\",別紙!$B$4:$E$4,0),0)/100*8760/10^3","v":{"v":0,"d":"0 "}},{"v":21658.257287999997,"d":"21,658 "},null,"07344","天栄村",{"$f":"(VLOOKUP($BW21&\"_\"&$AZ$8,データシート1!$A:$BT,MATCH(\"da_製造業\",データシート1!$A$1:$BT$1,0),0)+VLOOKUP($BW21&\"_\"&$AZ$8,データシート1!$A:$BT,MATCH(\"da_建設業・鉱業\",データシート1!$A$1:$BT$1,0),0)+VLOOKUP($BW21&\"_\"&$AZ$8,データシート1!$A:$BT,MATCH(\"da_農林水産業\",データシート1!$A$1:$BT$1,0),0)+VLOOKUP($BW21&\"_\"&$AZ$8,データシート1!$A:$BT,MATCH(\"da_業務\",データシート1!$A$1:$BT$1,0),0)+VLOOKUP($BW21&\"_\"&$AZ$8,データシート1!$A:$BT,MATCH(\"da_家庭\",データシート1!$A$1:$BT$1,0),0)+VLOOKUP($BW21&\"_\"&$AZ$8,データシート1!$A:$BT,MATCH(\"da_鉄道\",データシート1!$A$1:$BT$1,0),0))/10^3","v":{"v":24248.905741448463,"d":"24,249 "}},null,"07344","天栄村",{"v":0.0355993926160742,"d":"3.6%"},{"v":0.5484765009113994,"d":"54.8%"},{"v":0.309088421552514,"d":"30.9%"},{"v":0,"d":"0.0%"},{"v":0,"d":"0.0%"},{"v":0,"d":"0.0%"},{"v":0.8931643150799876,"d":"89.3%"},null,"07344","天栄村",{"$f":"VLOOKUP($CK21&\"_\"&$AZ$7,データシート1!$A:$BT,MATCH(\"ca_太陽光発電（10kW未満）\",データシート1!$A$1:$BT$1,0),0)","v":138},{"$f":"VLOOKUP($CK21&\"_\"&$AZ$5,データシート1!$A:$BT,MATCH(\"ab_家庭\",データシート1!$A$1:$BT$1,0),0)","v":1982},{"v":0.06962663975782038,"d":"7.0%"}]
[{"$nulls":49},{"$f":"比較地域マスタ!$Y15","v":"07482"},{"$f":"IF(IFERROR(比較地域マスタ!$Z15,\"\")=0,\"\",IFERROR(比較地域マスタ!$Z15,\"\"))","v":"矢祭町"},{"$nulls":3},"07482","矢祭町",{"$f":"VLOOKUP($BC22&\"_\"&$AZ$7,データシート1!$A:$BT,MATCH(\"cb_\"&BE$12,データシート1!$A$1:$BT$1,0),0)","v":{"v":838.8999999999999,"d":"839 "}},{"$f":"VLOOKUP($BC22&\"_\"&$AZ$7,データシート1!$A:$BT,MATCH(\"cb_\"&BF$12,データシート1!$A$1:$BT$1,0),0)","v":{"v":3679.4999999999995,"d":"3,680 "}},{"$f":"VLOOKUP($BC22&\"_\"&$AZ$7,データシート1!$A:$BT,MATCH(\"cb_\"&BG$12,データシート1!$A$1:$BT$1,0),0)","v":{"v":0,"d":"0 "}},{"$f":"VLOOKUP($BC22&\"_\"&$AZ$7,データシート1!$A:$BT,MATCH(\"cb_\"&BH$12,データシート1!$A$1:$BT$1,0),0)","v":{"v":0,"d":"0 "}},{"$f":"VLOOKUP($BC22&\"_\"&$AZ$7,データシート1!$A:$BT,MATCH(\"cb_\"&BI$12,データシート1!$A$1:$BT$1,0),0)","v":{"v":0,"d":"0 "}},{"$f":"VLOOKUP($BC22&\"_\"&$AZ$7,データシート1!$A:$BT,MATCH(\"cb_\"&BJ$12,データシート1!$A$1:$BT$1,0),0)","v":{"v":45,"d":"45 "}},{"v":4563.4,"d":"4,563 "},null,"07482","矢祭町",{"$f":"BE22*VLOOKUP(BO$12,別紙!$B$4:$E$10,MATCH(\"設備利用率\",別紙!$B$4:$E$4,0),0)/100*8760/10^3","v":{"v":1006.7806679999998,"d":"1,007 "}},{"$f":"BF22*VLOOKUP(BP$12,別紙!$B$4:$E$10,MATCH(\"設備利用率\",別紙!$B$4:$E$4,0),0)/100*8760/10^3","v":{"v":4867.095419999999,"d":"4,867 "}},{"$f":"BG22*VLOOKUP(BQ$12,別紙!$B$4:$E$10,MATCH(\"設備利用率\",別紙!$B$4:$E$4,0),0)/100*8760/10^3","v":{"v":0,"d":"0 "}},{"$f":"BH22*VLOOKUP(BR$12,別紙!$B$4:$E$10,MATCH(\"設備利用率\",別紙!$B$4:$E$4,0),0)/100*8760/10^3","v":{"v":0,"d":"0 "}},{"$f":"BI22*VLOOKUP(BS$12,別紙!$B$4:$E$10,MATCH(\"設備利用率\",別紙!$B$4:$E$4,0),0)/100*8760/10^3","v":{"v":0,"d":"0 "}},{"$f":"BJ22*VLOOKUP(BT$12,別紙!$B$4:$E$10,MATCH(\"設備利用率\",別紙!$B$4:$E$4,0),0)/100*8760/10^3","v":{"v":315.36,"d":"315 "}},{"v":6189.236087999998,"d":"6,189 "},null,"07482","矢祭町",{"$f":"(VLOOKUP($BW22&\"_\"&$AZ$8,データシート1!$A:$BT,MATCH(\"da_製造業\",データシート1!$A$1:$BT$1,0),0)+VLOOKUP($BW22&\"_\"&$AZ$8,データシート1!$A:$BT,MATCH(\"da_建設業・鉱業\",データシート1!$A$1:$BT$1,0),0)+VLOOKUP($BW22&\"_\"&$AZ$8,データシート1!$A:$BT,MATCH(\"da_農林水産業\",データシート1!$A$1:$BT$1,0),0)+VLOOKUP($BW22&\"_\"&$AZ$8,データシート1!$A:$BT,MATCH(\"da_業務\",データシート1!$A$1:$BT$1,0),0)+VLOOKUP($BW22&\"_\"&$AZ$8,データシート1!$A:$BT,MATCH(\"da_家庭\",データシート1!$A$1:$BT$1,0),0)+VLOOKUP($BW22&\"_\"&$AZ$8,データシート1!$A:$BT,MATCH(\"da_鉄道\",データシート1!$A$1:$BT$1,0),0))/10^3","v":{"v":84166.2091411044,"d":"84,166 "}},null,"07482","矢祭町",{"v":0.01196181553468964,"d":"1.2%"},{"v":0.05782719062278697,"d":"5.8%"},{"v":0,"d":"0.0%"},{"v":0,"d":"0.0%"},{"v":0,"d":"0.0%"},{"v":0.003746871852946352,"d":"0.4%"},{"v":0.07353587801042295,"d":"7.4%"},null,"07482","矢祭町",{"$f":"VLOOKUP($CK22&\"_\"&$AZ$7,データシート1!$A:$BT,MATCH(\"ca_太陽光発電（10kW未満）\",データシート1!$A$1:$BT$1,0),0)","v":164},{"$f":"VLOOKUP($CK22&\"_\"&$AZ$5,データシート1!$A:$BT,MATCH(\"ab_家庭\",データシート1!$A$1:$BT$1,0),0)","v":2084},{"v":0.07869481765834933,"d":"7.9%"}]
[{"$nulls":49},{"$f":"比較地域マスタ!$Y16","v":"10424"},{"$f":"IF(IFERROR(比較地域マスタ!$Z16,\"\")=0,\"\",IFERROR(比較地域マスタ!$Z16,\"\"))","v":"長野原町"},{"$nulls":3},"10424","長野原町",{"$f":"VLOOKUP($BC23&\"_\"&$AZ$7,データシート1!$A:$BT,MATCH(\"cb_\"&BE$12,データシート1!$A$1:$BT$1,0),0)","v":{"v":703.0999999999999,"d":"703 "}},{"$f":"VLOOKUP($BC23&\"_\"&$AZ$7,データシート1!$A:$BT,MATCH(\"cb_\"&BF$12,データシート1!$A$1:$BT$1,0),0)","v":{"v":17981.6,"d":"17,982 "}},{"$f":"VLOOKUP($BC23&\"_\"&$AZ$7,データシート1!$A:$BT,MATCH(\"cb_\"&BG$12,データシート1!$A$1:$BT$1,0),0)","v":{"v":0,"d":"0 "}},{"$f":"VLOOKUP($BC23&\"_\"&$AZ$7,データシート1!$A:$BT,MATCH(\"cb_\"&BH$12,データシート1!$A$1:$BT$1,0),0)","v":{"v":12961,"d":"12,961 "}},{"$f":"VLOOKUP($BC23&\"_\"&$AZ$7,データシート1!$A:$BT,MATCH(\"cb_\"&BI$12,データシート1!$A$1:$BT$1,0),0)","v":{"v":0,"d":"0 "}},{"$f":"VLOOKUP($BC23&\"_\"&$AZ$7,データシート1!$A:$BT,MATCH(\"cb_\"&BJ$12,データシート1!$A$1:$BT$1,0),0)","v":{"v":320,"d":"320 "}},{"v":31965.699999999997,"d":"31,966 "},null,"10424","長野原町",{"$f":"BE23*VLOOKUP(BO$12,別紙!$B$4:$E$10,MATCH(\"設備利用率\",別紙!$B$4:$E$4,0),0)/100*8760/10^3","v":{"v":843.8043719999998,"d":"844 "}},{"$f":"BF23*VLOOKUP(BP$12,別紙!$B$4:$E$10,MATCH(\"設備利用率\",別紙!$B$4:$E$4,0),0)/100*8760/10^3","v":{"v":23785.341215999997,"d":"23,785 "}},{"$f":"BG23*VLOOKUP(BQ$12,別紙!$B$4:$E$10,MATCH(\"設備利用率\",別紙!$B$4:$E$4,0),0)/100*8760/10^3","v":{"v":0,"d":"0 "}},{"$f":"BH23*VLOOKUP(BR$12,別紙!$B$4:$E$10,MATCH(\"設備利用率\",別紙!$B$4:$E$4,0),0)/100*8760/10^3","v":{"v":68123.016,"d":"68,123 "}},{"$f":"BI23*VLOOKUP(BS$12,別紙!$B$4:$E$10,MATCH(\"設備利用率\",別紙!$B$4:$E$4,0),0)/100*8760/10^3","v":{"v":0,"d":"0 "}},{"$f":"BJ23*VLOOKUP(BT$12,別紙!$B$4:$E$10,MATCH(\"設備利用率\",別紙!$B$4:$E$4,0),0)/100*8760/10^3","v":{"v":2242.56,"d":"2,243 "}},{"v":94994.721588,"d":"94,995 "},null,"10424","長野原町",{"$f":"(VLOOKUP($BW23&\"_\"&$AZ$8,データシート1!$A:$BT,MATCH(\"da_製造業\",データシート1!$A$1:$BT$1,0),0)+VLOOKUP($BW23&\"_\"&$AZ$8,データシート1!$A:$BT,MATCH(\"da_建設業・鉱業\",データシート1!$A$1:$BT$1,0),0)+VLOOKUP($BW23&\"_\"&$AZ$8,データシート1!$A:$BT,MATCH(\"da_農林水産業\",データシート1!$A$1:$BT$1,0),0)+VLOOKUP($BW23&\"_\"&$AZ$8,データシート1!$A:$BT,MATCH(\"da_業務\",データシート1!$A$1:$BT$1,0),0)+VLOOKUP($BW23&\"_\"&$AZ$8,データシート1!$A:$BT,MATCH(\"da_家庭\",データシート1!$A$1:$BT$1,0),0)+VLOOKUP($BW23&\"_\"&$AZ$8,データシート1!$A:$BT,MATCH(\"da_鉄道\",データシート1!$A$1:$BT$1,0),0))/10^3","v":{"v":29587.97100374033,"d":"29,588 "}},null,"10424","長野原町",{"v":0.02851849394787264,"d":"2.9%"},{"v":0.8038855118856646,"d":"80.4%"},{"v":0,"d":"0.0%"},{"v":2.3023888995763957,"d":"230.2%"},{"v":0,"d":"0.0%"},{"v":0.07579296328621213,"d":"7.6%"},{"v":3.210585868696145,"d":"321.1%"},null,"10424","長野原町",{"$f":"VLOOKUP($CK23&\"_\"&$AZ$7,データシート1!$A:$BT,MATCH(\"ca_太陽光発電（10kW未満）\",データシート1!$A$1:$BT$1,0),0)","v":125},{"$f":"VLOOKUP($CK23&\"_\"&$AZ$5,データシート1!$A:$BT,MATCH(\"ab_家庭\",データシート1!$A$1:$BT$1,0),0)","v":2545},{"v":0.04911591355599214,"d":"4.9%"}]
[{"$nulls":49},{"$f":"比較地域マスタ!$Y17","v":"03506"},{"$f":"IF(IFERROR(比較地域マスタ!$Z17,\"\")=0,\"\",IFERROR(比較地域マスタ!$Z17,\"\"))","v":"九戸村"},{"$nulls":3},"03506","九戸村",{"$f":"VLOOKUP($BC24&\"_\"&$AZ$7,データシート1!$A:$BT,MATCH(\"cb_\"&BE$12,データシート1!$A$1:$BT$1,0),0)","v":{"v":574.1999999999998,"d":"574 "}},{"$f":"VLOOKUP($BC24&\"_\"&$AZ$7,データシート1!$A:$BT,MATCH(\"cb_\"&BF$12,データシート1!$A$1:$BT$1,0),0)","v":{"v":1197.6,"d":"1,198 "}},{"$f":"VLOOKUP($BC24&\"_\"&$AZ$7,データシート1!$A:$BT,MATCH(\"cb_\"&BG$12,データシート1!$A$1:$BT$1,0),0)","v":{"v":0,"d":"0 "}},{"$f":"VLOOKUP($BC24&\"_\"&$AZ$7,データシート1!$A:$BT,MATCH(\"cb_\"&BH$12,データシート1!$A$1:$BT$1,0),0)","v":{"v":0,"d":"0 "}},{"$f":"VLOOKUP($BC24&\"_\"&$AZ$7,データシート1!$A:$BT,MATCH(\"cb_\"&BI$12,データシート1!$A$1:$BT$1,0),0)","v":{"v":0,"d":"0 "}},{"$f":"VLOOKUP($BC24&\"_\"&$AZ$7,データシート1!$A:$BT,MATCH(\"cb_\"&BJ$12,データシート1!$A$1:$BT$1,0),0)","v":{"v":0,"d":"0 "}},{"v":1771.7999999999997,"d":"1,772 "},null,"03506","九戸村",{"$f":"BE24*VLOOKUP(BO$12,別紙!$B$4:$E$10,MATCH(\"設備利用率\",別紙!$B$4:$E$4,0),0)/100*8760/10^3","v":{"v":689.1089039999997,"d":"689 "}},{"$f":"BF24*VLOOKUP(BP$12,別紙!$B$4:$E$10,MATCH(\"設備利用率\",別紙!$B$4:$E$4,0),0)/100*8760/10^3","v":{"v":1584.137376,"d":"1,584 "}},{"$f":"BG24*VLOOKUP(BQ$12,別紙!$B$4:$E$10,MATCH(\"設備利用率\",別紙!$B$4:$E$4,0),0)/100*8760/10^3","v":{"v":0,"d":"0 "}},{"$f":"BH24*VLOOKUP(BR$12,別紙!$B$4:$E$10,MATCH(\"設備利用率\",別紙!$B$4:$E$4,0),0)/100*8760/10^3","v":{"v":0,"d":"0 "}},{"$f":"BI24*VLOOKUP(BS$12,別紙!$B$4:$E$10,MATCH(\"設備利用率\",別紙!$B$4:$E$4,0),0)/100*8760/10^3","v":{"v":0,"d":"0 "}},{"$f":"BJ24*VLOOKUP(BT$12,別紙!$B$4:$E$10,MATCH(\"設備利用率\",別紙!$B$4:$E$4,0),0)/100*8760/10^3","v":{"v":0,"d":"0 "}},{"v":2273.2462799999994,"d":"2,273 "},null,"03506","九戸村",{"$f":"(VLOOKUP($BW24&\"_\"&$AZ$8,データシート1!$A:$BT,MATCH(\"da_製造業\",データシート1!$A$1:$BT$1,0),0)+VLOOKUP($BW24&\"_\"&$AZ$8,データシート1!$A:$BT,MATCH(\"da_建設業・鉱業\",データシート1!$A$1:$BT$1,0),0)+VLOOKUP($BW24&\"_\"&$AZ$8,データシート1!$A:$BT,MATCH(\"da_農林水産業\",データシート1!$A$1:$BT$1,0),0)+VLOOKUP($BW24&\"_\"&$AZ$8,データシート1!$A:$BT,MATCH(\"da_業務\",データシート1!$A$1:$BT$1,0),0)+VLOOKUP($BW24&\"_\"&$AZ$8,データシート1!$A:$BT,MATCH(\"da_家庭\",データシート1!$A$1:$BT$1,0),0)+VLOOKUP($BW24&\"_\"&$AZ$8,データシート1!$A:$BT,MATCH(\"da_鉄道\",データシート1!$A$1:$BT$1,0),0))/10^3","v":{"v":31336.819796024214,"d":"31,337 "}},null,"03506","九戸村",{"v":0.021990390489063885,"d":"2.2%"},{"v":0.05055195090986813,"d":"5.1%"},{"v":0,"d":"0.0%"},{"v":0,"d":"0.0%"},{"v":0,"d":"0.0%"},{"v":0,"d":"0.0%"},{"v":0.07254234139893201,"d":"7.3%"},null,"03506","九戸村",{"$f":"VLOOKUP($CK24&\"_\"&$AZ$7,データシート1!$A:$BT,MATCH(\"ca_太陽光発電（10kW未満）\",データシート1!$A$1:$BT$1,0),0)","v":117},{"$f":"VLOOKUP($CK24&\"_\"&$AZ$5,データシート1!$A:$BT,MATCH(\"ab_家庭\",データシート1!$A$1:$BT$1,0),0)","v":2183},{"v":0.053595968850206135,"d":"5.4%"}]
[{"$nulls":49},{"$f":"比較地域マスタ!$Y18","v":"43364"},{"$f":"IF(IFERROR(比較地域マスタ!$Z18,\"\")=0,\"\",IFERROR(比較地域マスタ!$Z18,\"\"))","v":"玉東町"},{"$nulls":3},"43364","玉東町",{"$f":"VLOOKUP($BC25&\"_\"&$AZ$7,データシート1!$A:$BT,MATCH(\"cb_\"&BE$12,データシート1!$A$1:$BT$1,0),0)","v":{"v":1770.999999999999,"d":"1,771 "}},{"$f":"VLOOKUP($BC25&\"_\"&$AZ$7,データシート1!$A:$BT,MATCH(\"cb_\"&BF$12,データシート1!$A$1:$BT$1,0),0)","v":{"v":3138.7000000000007,"d":"3,139 "}},{"$f":"VLOOKUP($BC25&\"_\"&$AZ$7,データシート1!$A:$BT,MATCH(\"cb_\"&BG$12,データシート1!$A$1:$BT$1,0),0)","v":{"v":0,"d":"0 "}},{"$f":"VLOOKUP($BC25&\"_\"&$AZ$7,データシート1!$A:$BT,MATCH(\"cb_\"&BH$12,データシート1!$A$1:$BT$1,0),0)","v":{"v":0,"d":"0 "}},{"$f":"VLOOKUP($BC25&\"_\"&$AZ$7,データシート1!$A:$BT,MATCH(\"cb_\"&BI$12,データシート1!$A$1:$BT$1,0),0)","v":{"v":0,"d":"0 "}},{"$f":"VLOOKUP($BC25&\"_\"&$AZ$7,データシート1!$A:$BT,MATCH(\"cb_\"&BJ$12,データシート1!$A$1:$BT$1,0),0)","v":{"v":0,"d":"0 "}},{"v":4909.7,"d":"4,910 "},null,"43364","玉東町",{"$f":"BE25*VLOOKUP(BO$12,別紙!$B$4:$E$10,MATCH(\"設備利用率\",別紙!$B$4:$E$4,0),0)/100*8760/10^3","v":{"v":2125.4125199999985,"d":"2,125 "}},{"$f":"BF25*VLOOKUP(BP$12,別紙!$B$4:$E$10,MATCH(\"設備利用率\",別紙!$B$4:$E$4,0),0)/100*8760/10^3","v":{"v":4151.746812000001,"d":"4,152 "}},{"$f":"BG25*VLOOKUP(BQ$12,別紙!$B$4:$E$10,MATCH(\"設備利用率\",別紙!$B$4:$E$4,0),0)/100*8760/10^3","v":{"v":0,"d":"0 "}},{"$f":"BH25*VLOOKUP(BR$12,別紙!$B$4:$E$10,MATCH(\"設備利用率\",別紙!$B$4:$E$4,0),0)/100*8760/10^3","v":{"v":0,"d":"0 "}},{"$f":"BI25*VLOOKUP(BS$12,別紙!$B$4:$E$10,MATCH(\"設備利用率\",別紙!$B$4:$E$4,0),0)/100*8760/10^3","v":{"v":0,"d":"0 "}},{"$f":"BJ25*VLOOKUP(BT$12,別紙!$B$4:$E$10,MATCH(\"設備利用率\",別紙!$B$4:$E$4,0),0)/100*8760/10^3","v":{"v":0,"d":"0 "}},{"v":6277.159331999999,"d":"6,277 "},null,"43364","玉東町",{"$f":"(VLOOKUP($BW25&\"_\"&$AZ$8,データシート1!$A:$BT,MATCH(\"da_製造業\",データシート1!$A$1:$BT$1,0),0)+VLOOKUP($BW25&\"_\"&$AZ$8,データシート1!$A:$BT,MATCH(\"da_建設業・鉱業\",データシート1!$A$1:$BT$1,0),0)+VLOOKUP($BW25&\"_\"&$AZ$8,データシート1!$A:$BT,MATCH(\"da_農林水産業\",データシート1!$A$1:$BT$1,0),0)+VLOOKUP($BW25&\"_\"&$AZ$8,データシート1!$A:$BT,MATCH(\"da_業務\",データシート1!$A$1:$BT$1,0),0)+VLOOKUP($BW25&\"_\"&$AZ$8,データシート1!$A:$BT,MATCH(\"da_家庭\",データシート1!$A$1:$BT$1,0),0)+VLOOKUP($BW25&\"_\"&$AZ$8,データシート1!$A:$BT,MATCH(\"da_鉄道\",データシート1!$A$1:$BT$1,0),0))/10^3","v":{"v":19175.675935289306,"d":"19,176 "}},null,"43364","玉東町",{"v":0.11083898826682649,"d":"11.1%"},{"v":0.21651110636259108,"d":"21.7%"},{"v":0,"d":"0.0%"},{"v":0,"d":"0.0%"},{"v":0,"d":"0.0%"},{"v":0,"d":"0.0%"},{"v":0.32735009462941755,"d":"32.7%"},null,"43364","玉東町",{"$f":"VLOOKUP($CK25&\"_\"&$AZ$7,データシート1!$A:$BT,MATCH(\"ca_太陽光発電（10kW未満）\",データシート1!$A$1:$BT$1,0),0)","v":331},{"$f":"VLOOKUP($CK25&\"_\"&$AZ$5,データシート1!$A:$BT,MATCH(\"ab_家庭\",データシート1!$A$1:$BT$1,0),0)","v":2105},{"v":0.15724465558194775,"d":"15.7%"}]
[{"$nulls":49},{"$f":"比較地域マスタ!$Y19","v":"30383"},{"$f":"IF(IFERROR(比較地域マスタ!$Z19,\"\")=0,\"\",IFERROR(比較地域マスタ!$Z19,\"\"))","v":"由良町"},{"$nulls":3},"30383","由良町",{"$f":"VLOOKUP($BC26&\"_\"&$AZ$7,データシート1!$A:$BT,MATCH(\"cb_\"&BE$12,データシート1!$A$1:$BT$1,0),0)","v":{"v":581.3999999999999,"d":"581 "}},{"$f":"VLOOKUP($BC26&\"_\"&$AZ$7,データシート1!$A:$BT,MATCH(\"cb_\"&BF$12,データシート1!$A$1:$BT$1,0),0)","v":{"v":4611.500000000001,"d":"4,612 "}},{"$f":"VLOOKUP($BC26&\"_\"&$AZ$7,データシート1!$A:$BT,MATCH(\"cb_\"&BG$12,データシート1!$A$1:$BT$1,0),0)","v":{"v":9950,"d":"9,950 "}},{"$f":"VLOOKUP($BC26&\"_\"&$AZ$7,データシート1!$A:$BT,MATCH(\"cb_\"&BH$12,データシート1!$A$1:$BT$1,0),0)","v":{"v":0,"d":"0 "}},{"$f":"VLOOKUP($BC26&\"_\"&$AZ$7,データシート1!$A:$BT,MATCH(\"cb_\"&BI$12,データシート1!$A$1:$BT$1,0),0)","v":{"v":0,"d":"0 "}},{"$f":"VLOOKUP($BC26&\"_\"&$AZ$7,データシート1!$A:$BT,MATCH(\"cb_\"&BJ$12,データシート1!$A$1:$BT$1,0),0)","v":{"v":0,"d":"0 "}},{"v":15142.900000000001,"d":"15,143 "},null,"30383","由良町",{"$f":"BE26*VLOOKUP(BO$12,別紙!$B$4:$E$10,MATCH(\"設備利用率\",別紙!$B$4:$E$4,0),0)/100*8760/10^3","v":{"v":697.7497679999998,"d":"698 "}},{"$f":"BF26*VLOOKUP(BP$12,別紙!$B$4:$E$10,MATCH(\"設備利用率\",別紙!$B$4:$E$4,0),0)/100*8760/10^3","v":{"v":6099.9077400000015,"d":"6,100 "}},{"$f":"BG26*VLOOKUP(BQ$12,別紙!$B$4:$E$10,MATCH(\"設備利用率\",別紙!$B$4:$E$4,0),0)/100*8760/10^3","v":{"v":21616.176,"d":"21,616 "}},{"$f":"BH26*VLOOKUP(BR$12,別紙!$B$4:$E$10,MATCH(\"設備利用率\",別紙!$B$4:$E$4,0),0)/100*8760/10^3","v":{"v":0,"d":"0 "}},{"$f":"BI26*VLOOKUP(BS$12,別紙!$B$4:$E$10,MATCH(\"設備利用率\",別紙!$B$4:$E$4,0),0)/100*8760/10^3","v":{"v":0,"d":"0 "}},{"$f":"BJ26*VLOOKUP(BT$12,別紙!$B$4:$E$10,MATCH(\"設備利用率\",別紙!$B$4:$E$4,0),0)/100*8760/10^3","v":{"v":0,"d":"0 "}},{"v":28413.833508,"d":"28,414 "},null,"30383","由良町",{"$f":"(VLOOKUP($BW26&\"_\"&$AZ$8,データシート1!$A:$BT,MATCH(\"da_製造業\",データシート1!$A$1:$BT$1,0),0)+VLOOKUP($BW26&\"_\"&$AZ$8,データシート1!$A:$BT,MATCH(\"da_建設業・鉱業\",データシート1!$A$1:$BT$1,0),0)+VLOOKUP($BW26&\"_\"&$AZ$8,データシート1!$A:$BT,MATCH(\"da_農林水産業\",データシート1!$A$1:$BT$1,0),0)+VLOOKUP($BW26&\"_\"&$AZ$8,データシート1!$A:$BT,MATCH(\"da_業務\",データシート1!$A$1:$BT$1,0),0)+VLOOKUP($BW26&\"_\"&$AZ$8,データシート1!$A:$BT,MATCH(\"da_家庭\",データシート1!$A$1:$BT$1,0),0)+VLOOKUP($BW26&\"_\"&$AZ$8,データシート1!$A:$BT,MATCH(\"da_鉄道\",データシート1!$A$1:$BT$1,0),0))/10^3","v":{"v":35792.042846023665,"d":"35,792 "}},null,"30383","由良町",{"v":0.01949454997586193,"d":"1.9%"},{"v":0.17042636449228754,"d":"17.0%"},{"v":0.603938034299751,"d":"60.4%"},{"v":0,"d":"0.0%"},{"v":0,"d":"0.0%"},{"v":0,"d":"0.0%"},{"v":0.7938589487679005,"d":"79.4%"},null,"30383","由良町",{"$f":"VLOOKUP($CK26&\"_\"&$AZ$7,データシート1!$A:$BT,MATCH(\"ca_太陽光発電（10kW未満）\",データシート1!$A$1:$BT$1,0),0)","v":121},{"$f":"VLOOKUP($CK26&\"_\"&$AZ$5,データシート1!$A:$BT,MATCH(\"ab_家庭\",データシート1!$A$1:$BT$1,0),0)","v":2652},{"v":0.04562594268476621,"d":"4.6%"}]
[{"$nulls":49},{"$f":"比較地域マスタ!$Y20","v":"29402"},{"$f":"IF(IFERROR(比較地域マスタ!$Z20,\"\")=0,\"\",IFERROR(比較地域マスタ!$Z20,\"\"))","v":"明日香村"},{"$nulls":3},"29402","明日香村",{"$f":"VLOOKUP($BC27&\"_\"&$AZ$7,データシート1!$A:$BT,MATCH(\"cb_\"&BE$12,データシート1!$A$1:$BT$1,0),0)","v":{"v":35.1,"d":"35 "}},{"$f":"VLOOKUP($BC27&\"_\"&$AZ$7,データシート1!$A:$BT,MATCH(\"cb_\"&BF$12,データシート1!$A$1:$BT$1,0),0)","v":{"v":0,"d":"0 "}},{"$f":"VLOOKUP($BC27&\"_\"&$AZ$7,データシート1!$A:$BT,MATCH(\"cb_\"&BG$12,データシート1!$A$1:$BT$1,0),0)","v":{"v":0,"d":"0 "}},{"$f":"VLOOKUP($BC27&\"_\"&$AZ$7,データシート1!$A:$BT,MATCH(\"cb_\"&BH$12,データシート1!$A$1:$BT$1,0),0)","v":{"v":0,"d":"0 "}},{"$f":"VLOOKUP($BC27&\"_\"&$AZ$7,データシート1!$A:$BT,MATCH(\"cb_\"&BI$12,データシート1!$A$1:$BT$1,0),0)","v":{"v":0,"d":"0 "}},{"$f":"VLOOKUP($BC27&\"_\"&$AZ$7,データシート1!$A:$BT,MATCH(\"cb_\"&BJ$12,データシート1!$A$1:$BT$1,0),0)","v":{"v":0,"d":"0 "}},{"v":35.1,"d":"35 "},null,"29402","明日香村",{"$f":"BE27*VLOOKUP(BO$12,別紙!$B$4:$E$10,MATCH(\"設備利用率\",別紙!$B$4:$E$4,0),0)/100*8760/10^3","v":{"v":42.124212,"d":"42 "}},{"$f":"BF27*VLOOKUP(BP$12,別紙!$B$4:$E$10,MATCH(\"設備利用率\",別紙!$B$4:$E$4,0),0)/100*8760/10^3","v":{"v":0,"d":"0 "}},{"$f":"BG27*VLOOKUP(BQ$12,別紙!$B$4:$E$10,MATCH(\"設備利用率\",別紙!$B$4:$E$4,0),0)/100*8760/10^3","v":{"v":0,"d":"0 "}},{"$f":"BH27*VLOOKUP(BR$12,別紙!$B$4:$E$10,MATCH(\"設備利用率\",別紙!$B$4:$E$4,0),0)/100*8760/10^3","v":{"v":0,"d":"0 "}},{"$f":"BI27*VLOOKUP(BS$12,別紙!$B$4:$E$10,MATCH(\"設備利用率\",別紙!$B$4:$E$4,0),0)/100*8760/10^3","v":{"v":0,"d":"0 "}},{"$f":"BJ27*VLOOKUP(BT$12,別紙!$B$4:$E$10,MATCH(\"設備利用率\",別紙!$B$4:$E$4,0),0)/100*8760/10^3","v":{"v":0,"d":"0 "}},{"v":42.124212,"d":"42 "},null,"29402","明日香村",{"$f":"(VLOOKUP($BW27&\"_\"&$AZ$8,データシート1!$A:$BT,MATCH(\"da_製造業\",データシート1!$A$1:$BT$1,0),0)+VLOOKUP($BW27&\"_\"&$AZ$8,データシート1!$A:$BT,MATCH(\"da_建設業・鉱業\",データシート1!$A$1:$BT$1,0),0)+VLOOKUP($BW27&\"_\"&$AZ$8,データシート1!$A:$BT,MATCH(\"da_農林水産業\",データシート1!$A$1:$BT$1,0),0)+VLOOKUP($BW27&\"_\"&$AZ$8,データシート1!$A:$BT,MATCH(\"da_業務\",データシート1!$A$1:$BT$1,0),0)+VLOOKUP($BW27&\"_\"&$AZ$8,データシート1!$A:$BT,MATCH(\"da_家庭\",データシート1!$A$1:$BT$1,0),0)+VLOOKUP($BW27&\"_\"&$AZ$8,データシート1!$A:$BT,MATCH(\"da_鉄道\",データシート1!$A$1:$BT$1,0),0))/10^3","v":{"v":21367.982075741016,"d":"21,368 "}},null,"29402","明日香村",{"v":1.9713706165929187E-3,"d":"0.2%"},{"v":0,"d":"0.0%"},{"v":0,"d":"0.0%"},{"v":0,"d":"0.0%"},{"v":0,"d":"0.0%"},{"v":0,"d":"0.0%"},{"v":1.9713706165929187E-3,"d":"0.2%"},null,"29402","明日香村",{"$f":"VLOOKUP($CK27&\"_\"&$AZ$7,データシート1!$A:$BT,MATCH(\"ca_太陽光発電（10kW未満）\",データシート1!$A$1:$BT$1,0),0)","v":11},{"$f":"VLOOKUP($CK27&\"_\"&$AZ$5,データシート1!$A:$BT,MATCH(\"ab_家庭\",データシート1!$A$1:$BT$1,0),0)","v":2217},{"v":0.004961659900766802,"d":"0.5%"}]
[{"$nulls":49},{"$f":"比較地域マスタ!$Y21","v":"02307"},{"$f":"IF(IFERROR(比較地域マスタ!$Z21,\"\")=0,\"\",IFERROR(比較地域マスタ!$Z21,\"\"))","v":"外ヶ浜町"},{"$nulls":3},"02307","外ヶ浜町",{"$f":"VLOOKUP($BC28&\"_\"&$AZ$7,データシート1!$A:$BT,MATCH(\"cb_\"&BE$12,データシート1!$A$1:$BT$1,0),0)","v":{"v":139.50000000000003,"d":"140 "}},{"$f":"VLOOKUP($BC28&\"_\"&$AZ$7,データシート1!$A:$BT,MATCH(\"cb_\"&BF$12,データシート1!$A$1:$BT$1,0),0)","v":{"v":99,"d":"99 "}},{"$f":"VLOOKUP($BC28&\"_\"&$AZ$7,データシート1!$A:$BT,MATCH(\"cb_\"&BG$12,データシート1!$A$1:$BT$1,0),0)","v":{"v":6139,"d":"6,139 "}},{"$f":"VLOOKUP($BC28&\"_\"&$AZ$7,データシート1!$A:$BT,MATCH(\"cb_\"&BH$12,データシート1!$A$1:$BT$1,0),0)","v":{"v":24,"d":"24 "}},{"$f":"VLOOKUP($BC28&\"_\"&$AZ$7,データシート1!$A:$BT,MATCH(\"cb_\"&BI$12,データシート1!$A$1:$BT$1,0),0)","v":{"v":0,"d":"0 "}},{"$f":"VLOOKUP($BC28&\"_\"&$AZ$7,データシート1!$A:$BT,MATCH(\"cb_\"&BJ$12,データシート1!$A$1:$BT$1,0),0)","v":{"v":0,"d":"0 "}},{"v":6401.5,"d":"6,402 "},null,"02307","外ヶ浜町",{"$f":"BE28*VLOOKUP(BO$12,別紙!$B$4:$E$10,MATCH(\"設備利用率\",別紙!$B$4:$E$4,0),0)/100*8760/10^3","v":{"v":167.41674000000003,"d":"167 "}},{"$f":"BF28*VLOOKUP(BP$12,別紙!$B$4:$E$10,MATCH(\"設備利用率\",別紙!$B$4:$E$4,0),0)/100*8760/10^3","v":{"v":130.95323999999997,"d":"131 "}},{"$f":"BG28*VLOOKUP(BQ$12,別紙!$B$4:$E$10,MATCH(\"設備利用率\",別紙!$B$4:$E$4,0),0)/100*8760/10^3","v":{"v":13336.854720000003,"d":"13,337 "}},{"$f":"BH28*VLOOKUP(BR$12,別紙!$B$4:$E$10,MATCH(\"設備利用率\",別紙!$B$4:$E$4,0),0)/100*8760/10^3","v":{"v":126.144,"d":"126 "}},{"$f":"BI28*VLOOKUP(BS$12,別紙!$B$4:$E$10,MATCH(\"設備利用率\",別紙!$B$4:$E$4,0),0)/100*8760/10^3","v":{"v":0,"d":"0 "}},{"$f":"BJ28*VLOOKUP(BT$12,別紙!$B$4:$E$10,MATCH(\"設備利用率\",別紙!$B$4:$E$4,0),0)/100*8760/10^3","v":{"v":0,"d":"0 "}},{"v":13761.368700000003,"d":"13,761 "},null,"02307","外ヶ浜町",{"$f":"(VLOOKUP($BW28&\"_\"&$AZ$8,データシート1!$A:$BT,MATCH(\"da_製造業\",データシート1!$A$1:$BT$1,0),0)+VLOOKUP($BW28&\"_\"&$AZ$8,データシート1!$A:$BT,MATCH(\"da_建設業・鉱業\",データシート1!$A$1:$BT$1,0),0)+VLOOKUP($BW28&\"_\"&$AZ$8,データシート1!$A:$BT,MATCH(\"da_農林水産業\",データシート1!$A$1:$BT$1,0),0)+VLOOKUP($BW28&\"_\"&$AZ$8,データシート1!$A:$BT,MATCH(\"da_業務\",データシート1!$A$1:$BT$1,0),0)+VLOOKUP($BW28&\"_\"&$AZ$8,データシート1!$A:$BT,MATCH(\"da_家庭\",データシート1!$A$1:$BT$1,0),0)+VLOOKUP($BW28&\"_\"&$AZ$8,データシート1!$A:$BT,MATCH(\"da_鉄道\",データシート1!$A$1:$BT$1,0),0))/10^3","v":{"v":31763.1583892461,"d":"31,763 "}},null,"02307","外ヶ浜町",{"v":0.005270783778752982,"d":"0.5%"},{"v":0.004122802852135013,"d":"0.4%"},{"v":0.4198844005549334,"d":"42.0%"},{"v":0.003971393475867563,"d":"0.4%"},{"v":0,"d":"0.0%"},{"v":0,"d":"0.0%"},{"v":0.433249380661689,"d":"43.3%"},null,"02307","外ヶ浜町",{"$f":"VLOOKUP($CK28&\"_\"&$AZ$7,データシート1!$A:$BT,MATCH(\"ca_太陽光発電（10kW未満）\",データシート1!$A$1:$BT$1,0),0)","v":26},{"$f":"VLOOKUP($CK28&\"_\"&$AZ$5,データシート1!$A:$BT,MATCH(\"ab_家庭\",データシート1!$A$1:$BT$1,0),0)","v":2716},{"v":0.009572901325478646,"d":"1.0%"}]
[{"$nulls":49},{"$f":"比較地域マスタ!$Y22","v":"01604"},{"$f":"IF(IFERROR(比較地域マスタ!$Z22,\"\")=0,\"\",IFERROR(比較地域マスタ!$Z22,\"\"))","v":"新冠町"},{"$nulls":3},"01604","新冠町",{"$f":"VLOOKUP($BC29&\"_\"&$AZ$7,データシート1!$A:$BT,MATCH(\"cb_\"&BE$12,データシート1!$A$1:$BT$1,0),0)","v":{"v":264.82900000000006,"d":"265 "}},{"$f":"VLOOKUP($BC29&\"_\"&$AZ$7,データシート1!$A:$BT,MATCH(\"cb_\"&BF$12,データシート1!$A$1:$BT$1,0),0)","v":{"v":1205.8,"d":"1,206 "}},{"$f":"VLOOKUP($BC29&\"_\"&$AZ$7,データシート1!$A:$BT,MATCH(\"cb_\"&BG$12,データシート1!$A$1:$BT$1,0),0)","v":{"v":19.2,"d":"19 "}},{"$f":"VLOOKUP($BC29&\"_\"&$AZ$7,データシート1!$A:$BT,MATCH(\"cb_\"&BH$12,データシート1!$A$1:$BT$1,0),0)","v":{"v":0,"d":"0 "}},{"$f":"VLOOKUP($BC29&\"_\"&$AZ$7,データシート1!$A:$BT,MATCH(\"cb_\"&BI$12,データシート1!$A$1:$BT$1,0),0)","v":{"v":0,"d":"0 "}},{"$f":"VLOOKUP($BC29&\"_\"&$AZ$7,データシート1!$A:$BT,MATCH(\"cb_\"&BJ$12,データシート1!$A$1:$BT$1,0),0)","v":{"v":0,"d":"0 "}},{"v":1489.829,"d":"1,490 "},null,"01604","新冠町",{"$f":"BE29*VLOOKUP(BO$12,別紙!$B$4:$E$10,MATCH(\"設備利用率\",別紙!$B$4:$E$4,0),0)/100*8760/10^3","v":{"v":317.8265794800001,"d":"318 "}},{"$f":"BF29*VLOOKUP(BP$12,別紙!$B$4:$E$10,MATCH(\"設備利用率\",別紙!$B$4:$E$4,0),0)/100*8760/10^3","v":{"v":1594.984008,"d":"1,595 "}},{"$f":"BG29*VLOOKUP(BQ$12,別紙!$B$4:$E$10,MATCH(\"設備利用率\",別紙!$B$4:$E$4,0),0)/100*8760/10^3","v":{"v":41.71161599999999,"d":"42 "}},{"$f":"BH29*VLOOKUP(BR$12,別紙!$B$4:$E$10,MATCH(\"設備利用率\",別紙!$B$4:$E$4,0),0)/100*8760/10^3","v":{"v":0,"d":"0 "}},{"$f":"BI29*VLOOKUP(BS$12,別紙!$B$4:$E$10,MATCH(\"設備利用率\",別紙!$B$4:$E$4,0),0)/100*8760/10^3","v":{"v":0,"d":"0 "}},{"$f":"BJ29*VLOOKUP(BT$12,別紙!$B$4:$E$10,MATCH(\"設備利用率\",別紙!$B$4:$E$4,0),0)/100*8760/10^3","v":{"v":0,"d":"0 "}},{"v":1954.52220348,"d":"1,955 "},null,"01604","新冠町",{"$f":"(VLOOKUP($BW29&\"_\"&$AZ$8,データシート1!$A:$BT,MATCH(\"da_製造業\",データシート1!$A$1:$BT$1,0),0)+VLOOKUP($BW29&\"_\"&$AZ$8,データシート1!$A:$BT,MATCH(\"da_建設業・鉱業\",データシート1!$A$1:$BT$1,0),0)+VLOOKUP($BW29&\"_\"&$AZ$8,データシート1!$A:$BT,MATCH(\"da_農林水産業\",データシート1!$A$1:$BT$1,0),0)+VLOOKUP($BW29&\"_\"&$AZ$8,データシート1!$A:$BT,MATCH(\"da_業務\",データシート1!$A$1:$BT$1,0),0)+VLOOKUP($BW29&\"_\"&$AZ$8,データシート1!$A:$BT,MATCH(\"da_家庭\",データシート1!$A$1:$BT$1,0),0)+VLOOKUP($BW29&\"_\"&$AZ$8,データシート1!$A:$BT,MATCH(\"da_鉄道\",データシート1!$A$1:$BT$1,0),0))/10^3","v":{"v":27018.806556529624,"d":"27,019 "}},null,"01604","新冠町",{"v":0.011763161293413645,"d":"1.2%"},{"$f":"BP29/$BY29","v":{"v":0.05903236342667181,"d":"5.9%"}},{"$f":"BQ29/$BY29","v":{"v":1.5437993500093943E-3,"d":"0.2%"}},{"$f":"BR29/$BY29","v":{"v":0,"d":"0.0%"}},{"$f":"BS29/$BY29","v":{"v":0,"d":"0.0%"}},{"$f":"BT29/$BY29","v":{"v":0,"d":"0.0%"}},{"v":0.07233932407009484,"d":"7.2%"},null,"01604","新冠町",{"$f":"VLOOKUP($CK29&\"_\"&$AZ$7,データシート1!$A:$BT,MATCH(\"ca_太陽光発電（10kW未満）\",データシート1!$A$1:$BT$1,0),0)","v":52},{"$f":"VLOOKUP($CK29&\"_\"&$AZ$5,データシート1!$A:$BT,MATCH(\"ab_家庭\",データシート1!$A$1:$BT$1,0),0)","v":2776},{"v":0.018731988472622477,"d":"1.9%"}]
[{"$nulls":49},{"$f":"比較地域マスタ!$Y23","v":"46535"},{"$f":"IF(IFERROR(比較地域マスタ!$Z23,\"\")=0,\"\",IFERROR(比較地域マスタ!$Z23,\"\"))","v":"与論町"},{"$nulls":3},"46535","与論町",{"$f":"VLOOKUP($BC30&\"_\"&$AZ$7,データシート1!$A:$BT,MATCH(\"cb_\"&BE$12,データシート1!$A$1:$BT$1,0),0)","v":{"v":196.28000000000003,"d":"196 "}},{"$f":"VLOOKUP($BC30&\"_\"&$AZ$7,データシート1!$A:$BT,MATCH(\"cb_\"&BF$12,データシート1!$A$1:$BT$1,0),0)","v":{"v":617,"d":"617 "}},{"$f":"VLOOKUP($BC30&\"_\"&$AZ$7,データシート1!$A:$BT,MATCH(\"cb_\"&BG$12,データシート1!$A$1:$BT$1,0),0)","v":{"v":0,"d":"0 "}},{"$f":"VLOOKUP($BC30&\"_\"&$AZ$7,データシート1!$A:$BT,MATCH(\"cb_\"&BH$12,データシート1!$A$1:$BT$1,0),0)","v":{"v":0,"d":"0 "}},{"$f":"VLOOKUP($BC30&\"_\"&$AZ$7,データシート1!$A:$BT,MATCH(\"cb_\"&BI$12,データシート1!$A$1:$BT$1,0),0)","v":{"v":0,"d":"0 "}},{"$f":"VLOOKUP($BC30&\"_\"&$AZ$7,データシート1!$A:$BT,MATCH(\"cb_\"&BJ$12,データシート1!$A$1:$BT$1,0),0)","v":{"v":0,"d":"0 "}},{"v":813.28,"d":"813 "},null,"46535","与論町",{"$f":"BE30*VLOOKUP(BO$12,別紙!$B$4:$E$10,MATCH(\"設備利用率\",別紙!$B$4:$E$4,0),0)/100*8760/10^3","v":{"v":235.55955360000002,"d":"236 "}},{"$f":"BF30*VLOOKUP(BP$12,別紙!$B$4:$E$10,MATCH(\"設備利用率\",別紙!$B$4:$E$4,0),0)/100*8760/10^3","v":{"v":816.1429199999999,"d":"816 "}},{"$f":"BG30*VLOOKUP(BQ$12,別紙!$B$4:$E$10,MATCH(\"設備利用率\",別紙!$B$4:$E$4,0),0)/100*8760/10^3","v":{"v":0,"d":"0 "}},{"$f":"BH30*VLOOKUP(BR$12,別紙!$B$4:$E$10,MATCH(\"設備利用率\",別紙!$B$4:$E$4,0),0)/100*8760/10^3","v":{"v":0,"d":"0 "}},{"$f":"BI30*VLOOKUP(BS$12,別紙!$B$4:$E$10,MATCH(\"設備利用率\",別紙!$B$4:$E$4,0),0)/100*8760/10^3","v":{"v":0,"d":"0 "}},{"$f":"BJ30*VLOOKUP(BT$12,別紙!$B$4:$E$10,MATCH(\"設備利用率\",別紙!$B$4:$E$4,0),0)/100*8760/10^3","v":{"v":0,"d":"0 "}},{"v":1051.7024735999998,"d":"1,052 "},null,"46535","与論町",{"$f":"(VLOOKUP($BW30&\"_\"&$AZ$8,データシート1!$A:$BT,MATCH(\"da_製造業\",データシート1!$A$1:$BT$1,0),0)+VLOOKUP($BW30&\"_\"&$AZ$8,データシート1!$A:$BT,MATCH(\"da_建設業・鉱業\",データシート1!$A$1:$BT$1,0),0)+VLOOKUP($BW30&\"_\"&$AZ$8,データシート1!$A:$BT,MATCH(\"da_農林水産業\",データシート1!$A$1:$BT$1,0),0)+VLOOKUP($BW30&\"_\"&$AZ$8,データシート1!$A:$BT,MATCH(\"da_業務\",データシート1!$A$1:$BT$1,0),0)+VLOOKUP($BW30&\"_\"&$AZ$8,データシート1!$A:$BT,MATCH(\"da_家庭\",データシート1!$A$1:$BT$1,0),0)+VLOOKUP($BW30&\"_\"&$AZ$8,データシート1!$A:$BT,MATCH(\"da_鉄道\",データシート1!$A$1:$BT$1,0),0))/10^3","v":{"v":24676.572129092805,"d":"24,677 "}},null,"46535","与論町",{"v":0.009545878267358036,"d":"1.0%"},{"v":0.03307359367948015,"d":"3.3%"},{"v":0,"d":"0.0%"},{"v":0,"d":"0.0%"},{"v":0,"d":"0.0%"},{"v":0,"d":"0.0%"},{"v":0.04261947194683818,"d":"4.3%"},null,"46535","与論町",{"$f":"VLOOKUP($CK30&\"_\"&$AZ$7,データシート1!$A:$BT,MATCH(\"ca_太陽光発電（10kW未満）\",データシート1!$A$1:$BT$1,0),0)","v":31},{"$f":"VLOOKUP($CK30&\"_\"&$AZ$5,データシート1!$A:$BT,MATCH(\"ab_家庭\",データシート1!$A$1:$BT$1,0),0)","v":2620},{"v":0.01183206106870229,"d":"1.2%"}]
[{"$nulls":49},{"$f":"比較地域マスタ!$Y24","v":"40608"},{"$f":"IF(IFERROR(比較地域マスタ!$Z24,\"\")=0,\"\",IFERROR(比較地域マスタ!$Z24,\"\"))","v":"大任町"},{"$nulls":3},"40608","大任町",{"$f":"VLOOKUP($BC31&\"_\"&$AZ$7,データシート1!$A:$BT,MATCH(\"cb_\"&BE$12,データシート1!$A$1:$BT$1,0),0)","v":{"v":657.9699999999999,"d":"658 "}},{"$f":"VLOOKUP($BC31&\"_\"&$AZ$7,データシート1!$A:$BT,MATCH(\"cb_\"&BF$12,データシート1!$A$1:$BT$1,0),0)","v":{"v":11839.8,"d":"11,840 "}},{"$f":"VLOOKUP($BC31&\"_\"&$AZ$7,データシート1!$A:$BT,MATCH(\"cb_\"&BG$12,データシート1!$A$1:$BT$1,0),0)","v":{"v":0,"d":"0 "}},{"$f":"VLOOKUP($BC31&\"_\"&$AZ$7,データシート1!$A:$BT,MATCH(\"cb_\"&BH$12,データシート1!$A$1:$BT$1,0),0)","v":{"v":0,"d":"0 "}},{"$f":"VLOOKUP($BC31&\"_\"&$AZ$7,データシート1!$A:$BT,MATCH(\"cb_\"&BI$12,データシート1!$A$1:$BT$1,0),0)","v":{"v":0,"d":"0 "}},{"$f":"VLOOKUP($BC31&\"_\"&$AZ$7,データシート1!$A:$BT,MATCH(\"cb_\"&BJ$12,データシート1!$A$1:$BT$1,0),0)","v":{"v":0,"d":"0 "}},{"v":12497.769999999999,"d":"12,498 "},null,"40608","大任町",{"$f":"BE31*VLOOKUP(BO$12,別紙!$B$4:$E$10,MATCH(\"設備利用率\",別紙!$B$4:$E$4,0),0)/100*8760/10^3","v":{"v":789.6429563999999,"d":"790 "}},{"$f":"BF31*VLOOKUP(BP$12,別紙!$B$4:$E$10,MATCH(\"設備利用率\",別紙!$B$4:$E$4,0),0)/100*8760/10^3","v":{"v":15661.213847999998,"d":"15,661 "}},{"$f":"BG31*VLOOKUP(BQ$12,別紙!$B$4:$E$10,MATCH(\"設備利用率\",別紙!$B$4:$E$4,0),0)/100*8760/10^3","v":{"v":0,"d":"0 "}},{"$f":"BH31*VLOOKUP(BR$12,別紙!$B$4:$E$10,MATCH(\"設備利用率\",別紙!$B$4:$E$4,0),0)/100*8760/10^3","v":{"v":0,"d":"0 "}},{"$f":"BI31*VLOOKUP(BS$12,別紙!$B$4:$E$10,MATCH(\"設備利用率\",別紙!$B$4:$E$4,0),0)/100*8760/10^3","v":{"v":0,"d":"0 "}},{"$f":"BJ31*VLOOKUP(BT$12,別紙!$B$4:$E$10,MATCH(\"設備利用率\",別紙!$B$4:$E$4,0),0)/100*8760/10^3","v":{"v":0,"d":"0 "}},{"v":16450.8568044,"d":"16,451 "},null,"40608","大任町",{"$f":"(VLOOKUP($BW31&\"_\"&$AZ$8,データシート1!$A:$BT,MATCH(\"da_製造業\",データシート1!$A$1:$BT$1,0),0)+VLOOKUP($BW31&\"_\"&$AZ$8,データシート1!$A:$BT,MATCH(\"da_建設業・鉱業\",データシート1!$A$1:$BT$1,0),0)+VLOOKUP($BW31&\"_\"&$AZ$8,データシート1!$A:$BT,MATCH(\"da_農林水産業\",データシート1!$A$1:$BT$1,0),0)+VLOOKUP($BW31&\"_\"&$AZ$8,データシート1!$A:$BT,MATCH(\"da_業務\",データシート1!$A$1:$BT$1,0),0)+VLOOKUP($BW31&\"_\"&$AZ$8,データシート1!$A:$BT,MATCH(\"da_家庭\",データシート1!$A$1:$BT$1,0),0)+VLOOKUP($BW31&\"_\"&$AZ$8,データシート1!$A:$BT,MATCH(\"da_鉄道\",データシート1!$A$1:$BT$1,0),0))/10^3","v":{"v":23777.295478816548,"d":"23,777 "}},null,"40608","大任町",{"v":0.03320995683060344,"d":"3.3%"},{"v":0.6586625405716451,"d":"65.9%"},{"v":0,"d":"0.0%"},{"v":0,"d":"0.0%"},{"v":0,"d":"0.0%"},{"v":0,"d":"0.0%"},{"v":0.6918724974022485,"d":"69.2%"},null,"40608","大任町",{"$f":"VLOOKUP($CK31&\"_\"&$AZ$7,データシート1!$A:$BT,MATCH(\"ca_太陽光発電（10kW未満）\",データシート1!$A$1:$BT$1,0),0)","v":130},{"$f":"VLOOKUP($CK31&\"_\"&$AZ$5,データシート1!$A:$BT,MATCH(\"ab_家庭\",データシート1!$A$1:$BT$1,0),0)","v":2626},{"v":0.04950495049504951,"d":"5.0%"}]
[{"$nulls":49},{"$f":"比較地域マスタ!$Y25","v":"01634"},{"$f":"IF(IFERROR(比較地域マスタ!$Z25,\"\")=0,\"\",IFERROR(比較地域マスタ!$Z25,\"\"))","v":"鹿追町"},{"$nulls":3},"01634","鹿追町",{"$f":"VLOOKUP($BC32&\"_\"&$AZ$7,データシート1!$A:$BT,MATCH(\"cb_\"&BE$12,データシート1!$A$1:$BT$1,0),0)","v":{"v":1370.8040000000005,"d":"1,371 "}},{"$f":"VLOOKUP($BC32&\"_\"&$AZ$7,データシート1!$A:$BT,MATCH(\"cb_\"&BF$12,データシート1!$A$1:$BT$1,0),0)","v":{"v":5621.300000000002,"d":"5,621 "}},{"$f":"VLOOKUP($BC32&\"_\"&$AZ$7,データシート1!$A:$BT,MATCH(\"cb_\"&BG$12,データシート1!$A$1:$BT$1,0),0)","v":{"v":0,"d":"0 "}},{"$f":"VLOOKUP($BC32&\"_\"&$AZ$7,データシート1!$A:$BT,MATCH(\"cb_\"&BH$12,データシート1!$A$1:$BT$1,0),0)","v":{"v":0,"d":"0 "}},{"$f":"VLOOKUP($BC32&\"_\"&$AZ$7,データシート1!$A:$BT,MATCH(\"cb_\"&BI$12,データシート1!$A$1:$BT$1,0),0)","v":{"v":0,"d":"0 "}},{"$f":"VLOOKUP($BC32&\"_\"&$AZ$7,データシート1!$A:$BT,MATCH(\"cb_\"&BJ$12,データシート1!$A$1:$BT$1,0),0)","v":{"v":1254.97,"d":"1,255 "}},{"v":8247.074000000002,"d":"8,247 "},null,"01634","鹿追町",{"$f":"BE32*VLOOKUP(BO$12,別紙!$B$4:$E$10,MATCH(\"設備利用率\",別紙!$B$4:$E$4,0),0)/100*8760/10^3","v":{"v":1645.1292964800007,"d":"1,645 "}},{"$f":"BF32*VLOOKUP(BP$12,別紙!$B$4:$E$10,MATCH(\"設備利用率\",別紙!$B$4:$E$4,0),0)/100*8760/10^3","v":{"v":7435.630788000002,"d":"7,436 "}},{"$f":"BG32*VLOOKUP(BQ$12,別紙!$B$4:$E$10,MATCH(\"設備利用率\",別紙!$B$4:$E$4,0),0)/100*8760/10^3","v":{"v":0,"d":"0 "}},{"$f":"BH32*VLOOKUP(BR$12,別紙!$B$4:$E$10,MATCH(\"設備利用率\",別紙!$B$4:$E$4,0),0)/100*8760/10^3","v":{"v":0,"d":"0 "}},{"$f":"BI32*VLOOKUP(BS$12,別紙!$B$4:$E$10,MATCH(\"設備利用率\",別紙!$B$4:$E$4,0),0)/100*8760/10^3","v":{"v":0,"d":"0 "}},{"$f":"BJ32*VLOOKUP(BT$12,別紙!$B$4:$E$10,MATCH(\"設備利用率\",別紙!$B$4:$E$4,0),0)/100*8760/10^3","v":{"v":8794.829760000002,"d":"8,795 "}},{"v":17875.589844480004,"d":"17,876 "},null,"01634","鹿追町",{"$f":"(VLOOKUP($BW32&\"_\"&$AZ$8,データシート1!$A:$BT,MATCH(\"da_製造業\",データシート1!$A$1:$BT$1,0),0)+VLOOKUP($BW32&\"_\"&$AZ$8,データシート1!$A:$BT,MATCH(\"da_建設業・鉱業\",データシート1!$A$1:$BT$1,0),0)+VLOOKUP($BW32&\"_\"&$AZ$8,データシート1!$A:$BT,MATCH(\"da_農林水産業\",データシート1!$A$1:$BT$1,0),0)+VLOOKUP($BW32&\"_\"&$AZ$8,データシート1!$A:$BT,MATCH(\"da_業務\",データシート1!$A$1:$BT$1,0),0)+VLOOKUP($BW32&\"_\"&$AZ$8,データシート1!$A:$BT,MATCH(\"da_家庭\",データシート1!$A$1:$BT$1,0),0)+VLOOKUP($BW32&\"_\"&$AZ$8,データシート1!$A:$BT,MATCH(\"da_鉄道\",データシート1!$A$1:$BT$1,0),0))/10^3","v":{"v":24827.46954822891,"d":"24,827 "}},null,"01634","鹿追町",{"v":0.06626246357020937,"d":"6.6%"},{"v":0.2994920917556993,"d":"29.9%"},{"v":0,"d":"0.0%"},{"v":0,"d":"0.0%"},{"v":0,"d":"0.0%"},{"v":0.3542378631424961,"d":"35.4%"},{"v":0.7199924184684047,"d":"72.0%"},null,"01634","鹿追町",{"$f":"VLOOKUP($CK32&\"_\"&$AZ$7,データシート1!$A:$BT,MATCH(\"ca_太陽光発電（10kW未満）\",データシート1!$A$1:$BT$1,0),0)","v":190},{"$f":"VLOOKUP($CK32&\"_\"&$AZ$5,データシート1!$A:$BT,MATCH(\"ab_家庭\",データシート1!$A$1:$BT$1,0),0)","v":2492},{"v":0.07624398073836276,"d":"7.6%"}]
[{"$nulls":49},{"$f":"比較地域マスタ!$Y26","v":"07362"},{"$f":"IF(IFERROR(比較地域マスタ!$Z26,\"\")=0,\"\",IFERROR(比較地域マスタ!$Z26,\"\"))","v":"下郷町"},{"$nulls":3},"07362","下郷町",{"$f":"VLOOKUP($BC33&\"_\"&$AZ$7,データシート1!$A:$BT,MATCH(\"cb_\"&BE$12,データシート1!$A$1:$BT$1,0),0)","v":{"v":360.09999999999997,"d":"360 "}},{"$f":"VLOOKUP($BC33&\"_\"&$AZ$7,データシート1!$A:$BT,MATCH(\"cb_\"&BF$12,データシート1!$A$1:$BT$1,0),0)","v":{"v":407.6,"d":"408 "}},{"$f":"VLOOKUP($BC33&\"_\"&$AZ$7,データシート1!$A:$BT,MATCH(\"cb_\"&BG$12,データシート1!$A$1:$BT$1,0),0)","v":{"v":0,"d":"0 "}},{"$f":"VLOOKUP($BC33&\"_\"&$AZ$7,データシート1!$A:$BT,MATCH(\"cb_\"&BH$12,データシート1!$A$1:$BT$1,0),0)","v":{"v":8245,"d":"8,245 "}},{"$f":"VLOOKUP($BC33&\"_\"&$AZ$7,データシート1!$A:$BT,MATCH(\"cb_\"&BI$12,データシート1!$A$1:$BT$1,0),0)","v":{"v":0,"d":"0 "}},{"$f":"VLOOKUP($BC33&\"_\"&$AZ$7,データシート1!$A:$BT,MATCH(\"cb_\"&BJ$12,データシート1!$A$1:$BT$1,0),0)","v":{"v":0,"d":"0 "}},{"v":9012.7,"d":"9,013 "},null,"07362","下郷町",{"$f":"BE33*VLOOKUP(BO$12,別紙!$B$4:$E$10,MATCH(\"設備利用率\",別紙!$B$4:$E$4,0),0)/100*8760/10^3","v":{"v":432.16321199999993,"d":"432 "}},{"$f":"BF33*VLOOKUP(BP$12,別紙!$B$4:$E$10,MATCH(\"設備利用率\",別紙!$B$4:$E$4,0),0)/100*8760/10^3","v":{"v":539.156976,"d":"539 "}},{"$f":"BG33*VLOOKUP(BQ$12,別紙!$B$4:$E$10,MATCH(\"設備利用率\",別紙!$B$4:$E$4,0),0)/100*8760/10^3","v":{"v":0,"d":"0 "}},{"$f":"BH33*VLOOKUP(BR$12,別紙!$B$4:$E$10,MATCH(\"設備利用率\",別紙!$B$4:$E$4,0),0)/100*8760/10^3","v":{"v":43335.72,"d":"43,336 "}},{"$f":"BI33*VLOOKUP(BS$12,別紙!$B$4:$E$10,MATCH(\"設備利用率\",別紙!$B$4:$E$4,0),0)/100*8760/10^3","v":{"v":0,"d":"0 "}},{"$f":"BJ33*VLOOKUP(BT$12,別紙!$B$4:$E$10,MATCH(\"設備利用率\",別紙!$B$4:$E$4,0),0)/100*8760/10^3","v":{"v":0,"d":"0 "}},{"v":44307.040188,"d":"44,307 "},null,"07362","下郷町",{"$f":"(VLOOKUP($BW33&\"_\"&$AZ$8,データシート1!$A:$BT,MATCH(\"da_製造業\",データシート1!$A$1:$BT$1,0),0)+VLOOKUP($BW33&\"_\"&$AZ$8,データシート1!$A:$BT,MATCH(\"da_建設業・鉱業\",データシート1!$A$1:$BT$1,0),0)+VLOOKUP($BW33&\"_\"&$AZ$8,データシート1!$A:$BT,MATCH(\"da_農林水産業\",データシート1!$A$1:$BT$1,0),0)+VLOOKUP($BW33&\"_\"&$AZ$8,データシート1!$A:$BT,MATCH(\"da_業務\",データシート1!$A$1:$BT$1,0),0)+VLOOKUP($BW33&\"_\"&$AZ$8,データシート1!$A:$BT,MATCH(\"da_家庭\",データシート1!$A$1:$BT$1,0),0)+VLOOKUP($BW33&\"_\"&$AZ$8,データシート1!$A:$BT,MATCH(\"da_鉄道\",データシート1!$A$1:$BT$1,0),0))/10^3","v":{"v":25121.342561311918,"d":"25,121 "}},null,"07362","下郷町",{"v":0.017203030090658936,"d":"1.7%"},{"v":0.0214621083520563,"d":"2.1%"},{"v":0,"d":"0.0%"},{"v":1.7250558919864063,"d":"172.5%"},{"v":0,"d":"0.0%"},{"v":0,"d":"0.0%"},{"v":1.7637210304291213,"d":"176.4%"},null,"07362","下郷町",{"$f":"VLOOKUP($CK33&\"_\"&$AZ$7,データシート1!$A:$BT,MATCH(\"ca_太陽光発電（10kW未満）\",データシート1!$A$1:$BT$1,0),0)","v":66},{"$f":"VLOOKUP($CK33&\"_\"&$AZ$5,データシート1!$A:$BT,MATCH(\"ab_家庭\",データシート1!$A$1:$BT$1,0),0)","v":2166},{"v":0.030470914127423823,"d":"3.0%"}]
[{"$nulls":49},{"$f":"比較地域マスタ!$Y27","v":"41387"},{"$f":"IF(IFERROR(比較地域マスタ!$Z27,\"\")=0,\"\",IFERROR(比較地域マスタ!$Z27,\"\"))","v":"玄海町"},{"$nulls":3},"41387","玄海町",{"$f":"VLOOKUP($BC34&\"_\"&$AZ$7,データシート1!$A:$BT,MATCH(\"cb_\"&BE$12,データシート1!$A$1:$BT$1,0),0)","v":{"v":791.3799999999999,"d":"791 "}},{"$f":"VLOOKUP($BC34&\"_\"&$AZ$7,データシート1!$A:$BT,MATCH(\"cb_\"&BF$12,データシート1!$A$1:$BT$1,0),0)","v":{"v":1870.0000000000002,"d":"1,870 "}},{"$f":"VLOOKUP($BC34&\"_\"&$AZ$7,データシート1!$A:$BT,MATCH(\"cb_\"&BG$12,データシート1!$A$1:$BT$1,0),0)","v":{"v":9000,"d":"9,000 "}},{"$f":"VLOOKUP($BC34&\"_\"&$AZ$7,データシート1!$A:$BT,MATCH(\"cb_\"&BH$12,データシート1!$A$1:$BT$1,0),0)","v":{"v":49,"d":"49 "}},{"$f":"VLOOKUP($BC34&\"_\"&$AZ$7,データシート1!$A:$BT,MATCH(\"cb_\"&BI$12,データシート1!$A$1:$BT$1,0),0)","v":{"v":0,"d":"0 "}},{"$f":"VLOOKUP($BC34&\"_\"&$AZ$7,データシート1!$A:$BT,MATCH(\"cb_\"&BJ$12,データシート1!$A$1:$BT$1,0),0)","v":{"v":0,"d":"0 "}},{"v":11710.380000000001,"d":"11,710 "},null,"41387","玄海町",{"$f":"BE34*VLOOKUP(BO$12,別紙!$B$4:$E$10,MATCH(\"設備利用率\",別紙!$B$4:$E$4,0),0)/100*8760/10^3","v":{"v":949.7509655999997,"d":"950 "}},{"$f":"BF34*VLOOKUP(BP$12,別紙!$B$4:$E$10,MATCH(\"設備利用率\",別紙!$B$4:$E$4,0),0)/100*8760/10^3","v":{"v":2473.5612000000006,"d":"2,474 "}},{"$f":"BG34*VLOOKUP(BQ$12,別紙!$B$4:$E$10,MATCH(\"設備利用率\",別紙!$B$4:$E$4,0),0)/100*8760/10^3","v":{"v":19552.32,"d":"19,552 "}},{"$f":"BH34*VLOOKUP(BR$12,別紙!$B$4:$E$10,MATCH(\"設備利用率\",別紙!$B$4:$E$4,0),0)/100*8760/10^3","v":{"v":257.544,"d":"258 "}},{"$f":"BI34*VLOOKUP(BS$12,別紙!$B$4:$E$10,MATCH(\"設備利用率\",別紙!$B$4:$E$4,0),0)/100*8760/10^3","v":{"v":0,"d":"0 "}},{"$f":"BJ34*VLOOKUP(BT$12,別紙!$B$4:$E$10,MATCH(\"設備利用率\",別紙!$B$4:$E$4,0),0)/100*8760/10^3","v":{"v":0,"d":"0 "}},{"v":23233.1761656,"d":"23,233 "},null,"41387","玄海町",{"$f":"(VLOOKUP($BW34&\"_\"&$AZ$8,データシート1!$A:$BT,MATCH(\"da_製造業\",データシート1!$A$1:$BT$1,0),0)+VLOOKUP($BW34&\"_\"&$AZ$8,データシート1!$A:$BT,MATCH(\"da_建設業・鉱業\",データシート1!$A$1:$BT$1,0),0)+VLOOKUP($BW34&\"_\"&$AZ$8,データシート1!$A:$BT,MATCH(\"da_農林水産業\",データシート1!$A$1:$BT$1,0),0)+VLOOKUP($BW34&\"_\"&$AZ$8,データシート1!$A:$BT,MATCH(\"da_業務\",データシート1!$A$1:$BT$1,0),0)+VLOOKUP($BW34&\"_\"&$AZ$8,データシート1!$A:$BT,MATCH(\"da_家庭\",データシート1!$A$1:$BT$1,0),0)+VLOOKUP($BW34&\"_\"&$AZ$8,データシート1!$A:$BT,MATCH(\"da_鉄道\",データシート1!$A$1:$BT$1,0),0))/10^3","v":{"v":29407.696826708496,"d":"29,408 "}},null,"41387","玄海町",{"v":0.032295999622024875,"d":"3.2%"},{"v":0.08411271425219116,"d":"8.4%"},{"v":0.6648708368838426,"d":"66.5%"},{"v":0.00875770726002911,"d":"0.9%"},{"v":0,"d":"0.0%"},{"v":0,"d":"0.0%"},{"v":0.7900372580180878,"d":"79.0%"},null,"41387","玄海町",{"$f":"VLOOKUP($CK34&\"_\"&$AZ$7,データシート1!$A:$BT,MATCH(\"ca_太陽光発電（10kW未満）\",データシート1!$A$1:$BT$1,0),0)","v":152},{"$f":"VLOOKUP($CK34&\"_\"&$AZ$5,データシート1!$A:$BT,MATCH(\"ab_家庭\",データシート1!$A$1:$BT$1,0),0)","v":1941},{"v":0.0783101494075219,"d":"7.8%"}]
[{"$nulls":49},{"$f":"比較地域マスタ!$Y28","v":"39403"},{"$f":"IF(IFERROR(比較地域マスタ!$Z28,\"\")=0,\"\",IFERROR(比較地域マスタ!$Z28,\"\"))","v":"越知町"},{"$nulls":3},"39403","越知町",{"$f":"VLOOKUP($BC35&\"_\"&$AZ$7,データシート1!$A:$BT,MATCH(\"cb_\"&BE$12,データシート1!$A$1:$BT$1,0),0)","v":{"v":800.4300000000001,"d":"800 "}},{"$f":"VLOOKUP($BC35&\"_\"&$AZ$7,データシート1!$A:$BT,MATCH(\"cb_\"&BF$12,データシート1!$A$1:$BT$1,0),0)","v":{"v":1617.2800000000002,"d":"1,617 "}},{"$f":"VLOOKUP($BC35&\"_\"&$AZ$7,データシート1!$A:$BT,MATCH(\"cb_\"&BG$12,データシート1!$A$1:$BT$1,0),0)","v":{"v":0,"d":"0 "}},{"$f":"VLOOKUP($BC35&\"_\"&$AZ$7,データシート1!$A:$BT,MATCH(\"cb_\"&BH$12,データシート1!$A$1:$BT$1,0),0)","v":{"v":0,"d":"0 "}},{"$f":"VLOOKUP($BC35&\"_\"&$AZ$7,データシート1!$A:$BT,MATCH(\"cb_\"&BI$12,データシート1!$A$1:$BT$1,0),0)","v":{"v":0,"d":"0 "}},{"$f":"VLOOKUP($BC35&\"_\"&$AZ$7,データシート1!$A:$BT,MATCH(\"cb_\"&BJ$12,データシート1!$A$1:$BT$1,0),0)","v":{"v":0,"d":"0 "}},{"v":2417.71,"d":"2,418 "},null,"39403","越知町",{"$f":"BE35*VLOOKUP(BO$12,別紙!$B$4:$E$10,MATCH(\"設備利用率\",別紙!$B$4:$E$4,0),0)/100*8760/10^3","v":{"v":960.6120515999999,"d":"961 "}},{"$f":"BF35*VLOOKUP(BP$12,別紙!$B$4:$E$10,MATCH(\"設備利用率\",別紙!$B$4:$E$4,0),0)/100*8760/10^3","v":{"v":2139.2732928000005,"d":"2,139 "}},{"$f":"BG35*VLOOKUP(BQ$12,別紙!$B$4:$E$10,MATCH(\"設備利用率\",別紙!$B$4:$E$4,0),0)/100*8760/10^3","v":{"v":0,"d":"0 "}},{"$f":"BH35*VLOOKUP(BR$12,別紙!$B$4:$E$10,MATCH(\"設備利用率\",別紙!$B$4:$E$4,0),0)/100*8760/10^3","v":{"v":0,"d":"0 "}},{"$f":"BI35*VLOOKUP(BS$12,別紙!$B$4:$E$10,MATCH(\"設備利用率\",別紙!$B$4:$E$4,0),0)/100*8760/10^3","v":{"v":0,"d":"0 "}},{"$f":"BJ35*VLOOKUP(BT$12,別紙!$B$4:$E$10,MATCH(\"設備利用率\",別紙!$B$4:$E$4,0),0)/100*8760/10^3","v":{"v":0,"d":"0 "}},{"v":3099.8853444000006,"d":"3,100 "},null,"39403","越知町",{"$f":"(VLOOKUP($BW35&\"_\"&$AZ$8,データシート1!$A:$BT,MATCH(\"da_製造業\",データシート1!$A$1:$BT$1,0),0)+VLOOKUP($BW35&\"_\"&$AZ$8,データシート1!$A:$BT,MATCH(\"da_建設業・鉱業\",データシート1!$A$1:$BT$1,0),0)+VLOOKUP($BW35&\"_\"&$AZ$8,データシート1!$A:$BT,MATCH(\"da_農林水産業\",データシート1!$A$1:$BT$1,0),0)+VLOOKUP($BW35&\"_\"&$AZ$8,データシート1!$A:$BT,MATCH(\"da_業務\",データシート1!$A$1:$BT$1,0),0)+VLOOKUP($BW35&\"_\"&$AZ$8,データシート1!$A:$BT,MATCH(\"da_家庭\",データシート1!$A$1:$BT$1,0),0)+VLOOKUP($BW35&\"_\"&$AZ$8,データシート1!$A:$BT,MATCH(\"da_鉄道\",データシート1!$A$1:$BT$1,0),0))/10^3","v":{"v":25766.799785639058,"d":"25,767 "}},null,"39403","越知町",{"v":0.037280999565005746,"d":"3.7%"},{"v":0.08302440778820773,"d":"8.3%"},{"v":0,"d":"0.0%"},{"v":0,"d":"0.0%"},{"v":0,"d":"0.0%"},{"v":0,"d":"0.0%"},{"v":0.12030540735321348,"d":"12.0%"},null,"39403","越知町",{"$f":"VLOOKUP($CK35&\"_\"&$AZ$7,データシート1!$A:$BT,MATCH(\"ca_太陽光発電（10kW未満）\",データシート1!$A$1:$BT$1,0),0)","v":163},{"$f":"VLOOKUP($CK35&\"_\"&$AZ$5,データシート1!$A:$BT,MATCH(\"ab_家庭\",データシート1!$A$1:$BT$1,0),0)","v":2640},{"v":0.061742424242424244,"d":"6.2%"}]
[{"$nulls":49},{"$f":"比較地域マスタ!$Y29","v":"01693"},{"$f":"IF(IFERROR(比較地域マスタ!$Z29,\"\")=0,\"\",IFERROR(比較地域マスタ!$Z29,\"\"))","v":"標津町"},{"$nulls":3},"01693","標津町",{"$f":"VLOOKUP($BC36&\"_\"&$AZ$7,データシート1!$A:$BT,MATCH(\"cb_\"&BE$12,データシート1!$A$1:$BT$1,0),0)","v":{"v":518.6909999999998,"d":"519 "}},{"$f":"VLOOKUP($BC36&\"_\"&$AZ$7,データシート1!$A:$BT,MATCH(\"cb_\"&BF$12,データシート1!$A$1:$BT$1,0),0)","v":{"v":14143.100000000002,"d":"14,143 "}},{"$f":"VLOOKUP($BC36&\"_\"&$AZ$7,データシート1!$A:$BT,MATCH(\"cb_\"&BG$12,データシート1!$A$1:$BT$1,0),0)","v":{"v":0,"d":"0 "}},{"$f":"VLOOKUP($BC36&\"_\"&$AZ$7,データシート1!$A:$BT,MATCH(\"cb_\"&BH$12,データシート1!$A$1:$BT$1,0),0)","v":{"v":0,"d":"0 "}},{"$f":"VLOOKUP($BC36&\"_\"&$AZ$7,データシート1!$A:$BT,MATCH(\"cb_\"&BI$12,データシート1!$A$1:$BT$1,0),0)","v":{"v":0,"d":"0 "}},{"$f":"VLOOKUP($BC36&\"_\"&$AZ$7,データシート1!$A:$BT,MATCH(\"cb_\"&BJ$12,データシート1!$A$1:$BT$1,0),0)","v":{"v":100,"d":"100 "}},{"v":14761.791000000001,"d":"14,762 "},null,"01693","標津町",{"$f":"BE36*VLOOKUP(BO$12,別紙!$B$4:$E$10,MATCH(\"設備利用率\",別紙!$B$4:$E$4,0),0)/100*8760/10^3","v":{"v":622.4914429199997,"d":"622 "}},{"$f":"BF36*VLOOKUP(BP$12,別紙!$B$4:$E$10,MATCH(\"設備利用率\",別紙!$B$4:$E$4,0),0)/100*8760/10^3","v":{"v":18707.926956000003,"d":"18,708 "}},{"$f":"BG36*VLOOKUP(BQ$12,別紙!$B$4:$E$10,MATCH(\"設備利用率\",別紙!$B$4:$E$4,0),0)/100*8760/10^3","v":{"v":0,"d":"0 "}},{"$f":"BH36*VLOOKUP(BR$12,別紙!$B$4:$E$10,MATCH(\"設備利用率\",別紙!$B$4:$E$4,0),0)/100*8760/10^3","v":{"v":0,"d":"0 "}},{"$f":"BI36*VLOOKUP(BS$12,別紙!$B$4:$E$10,MATCH(\"設備利用率\",別紙!$B$4:$E$4,0),0)/100*8760/10^3","v":{"v":0,"d":"0 "}},{"$f":"BJ36*VLOOKUP(BT$12,別紙!$B$4:$E$10,MATCH(\"設備利用率\",別紙!$B$4:$E$4,0),0)/100*8760/10^3","v":{"v":700.8,"d":"701 "}},{"v":20031.218398920002,"d":"20,031 "},null,"01693","標津町",{"$f":"(VLOOKUP($BW36&\"_\"&$AZ$8,データシート1!$A:$BT,MATCH(\"da_製造業\",データシート1!$A$1:$BT$1,0),0)+VLOOKUP($BW36&\"_\"&$AZ$8,データシート1!$A:$BT,MATCH(\"da_建設業・鉱業\",データシート1!$A$1:$BT$1,0),0)+VLOOKUP($BW36&\"_\"&$AZ$8,データシート1!$A:$BT,MATCH(\"da_農林水産業\",データシート1!$A$1:$BT$1,0),0)+VLOOKUP($BW36&\"_\"&$AZ$8,データシート1!$A:$BT,MATCH(\"da_業務\",データシート1!$A$1:$BT$1,0),0)+VLOOKUP($BW36&\"_\"&$AZ$8,データシート1!$A:$BT,MATCH(\"da_家庭\",データシート1!$A$1:$BT$1,0),0)+VLOOKUP($BW36&\"_\"&$AZ$8,データシート1!$A:$BT,MATCH(\"da_鉄道\",データシート1!$A$1:$BT$1,0),0))/10^3","v":{"v":31102.71167550636,"d":"31,103 "}},null,"01693","標津町",{"v":0.020014056954725808,"d":"2.0%"},{"v":0.6014886145998855,"d":"60.1%"},{"v":0,"d":"0.0%"},{"v":0,"d":"0.0%"},{"v":0,"d":"0.0%"},{"v":0.022531797462273545,"d":"2.3%"},{"v":0.6440344690168848,"d":"64.4%"},null,"01693","標津町",{"$f":"VLOOKUP($CK36&\"_\"&$AZ$7,データシート1!$A:$BT,MATCH(\"ca_太陽光発電（10kW未満）\",データシート1!$A$1:$BT$1,0),0)","v":71},{"$f":"VLOOKUP($CK36&\"_\"&$AZ$5,データシート1!$A:$BT,MATCH(\"ab_家庭\",データシート1!$A$1:$BT$1,0),0)","v":2359},{"v":0.03009749894022891,"d":"3.0%"}]
[{"$nulls":49},{"$f":"比較地域マスタ!$Y30","v":"06361"},{"$f":"IF(IFERROR(比較地域マスタ!$Z30,\"\")=0,\"\",IFERROR(比較地域マスタ!$Z30,\"\"))","v":"金山町"},{"$nulls":3},"06361","金山町",{"$f":"VLOOKUP($BC37&\"_\"&$AZ$7,データシート1!$A:$BT,MATCH(\"cb_\"&BE$12,データシート1!$A$1:$BT$1,0),0)","v":{"v":146.8,"d":"147 "}},{"$f":"VLOOKUP($BC37&\"_\"&$AZ$7,データシート1!$A:$BT,MATCH(\"cb_\"&BF$12,データシート1!$A$1:$BT$1,0),0)","v":{"v":119,"d":"119 "}},{"$f":"VLOOKUP($BC37&\"_\"&$AZ$7,データシート1!$A:$BT,MATCH(\"cb_\"&BG$12,データシート1!$A$1:$BT$1,0),0)","v":{"v":0,"d":"0 "}},{"$f":"VLOOKUP($BC37&\"_\"&$AZ$7,データシート1!$A:$BT,MATCH(\"cb_\"&BH$12,データシート1!$A$1:$BT$1,0),0)","v":{"v":420,"d":"420 "}},{"$f":"VLOOKUP($BC37&\"_\"&$AZ$7,データシート1!$A:$BT,MATCH(\"cb_\"&BI$12,データシート1!$A$1:$BT$1,0),0)","v":{"v":0,"d":"0 "}},{"$f":"VLOOKUP($BC37&\"_\"&$AZ$7,データシート1!$A:$BT,MATCH(\"cb_\"&BJ$12,データシート1!$A$1:$BT$1,0),0)","v":{"v":525,"d":"525 "}},{"v":1210.8,"d":"1,211 "},null,"06361","金山町",{"$f":"BE37*VLOOKUP(BO$12,別紙!$B$4:$E$10,MATCH(\"設備利用率\",別紙!$B$4:$E$4,0),0)/100*8760/10^3","v":{"v":176.17761599999997,"d":"176 "}},{"$f":"BF37*VLOOKUP(BP$12,別紙!$B$4:$E$10,MATCH(\"設備利用率\",別紙!$B$4:$E$4,0),0)/100*8760/10^3","v":{"v":157.40843999999998,"d":"157 "}},{"$f":"BG37*VLOOKUP(BQ$12,別紙!$B$4:$E$10,MATCH(\"設備利用率\",別紙!$B$4:$E$4,0),0)/100*8760/10^3","v":{"v":0,"d":"0 "}},{"$f":"BH37*VLOOKUP(BR$12,別紙!$B$4:$E$10,MATCH(\"設備利用率\",別紙!$B$4:$E$4,0),0)/100*8760/10^3","v":{"v":2207.52,"d":"2,208 "}},{"$f":"BI37*VLOOKUP(BS$12,別紙!$B$4:$E$10,MATCH(\"設備利用率\",別紙!$B$4:$E$4,0),0)/100*8760/10^3","v":{"v":0,"d":"0 "}},{"$f":"BJ37*VLOOKUP(BT$12,別紙!$B$4:$E$10,MATCH(\"設備利用率\",別紙!$B$4:$E$4,0),0)/100*8760/10^3","v":{"v":3679.2,"d":"3,679 "}},{"v":6220.306055999999,"d":"6,220 "},null,"06361","金山町",{"$f":"(VLOOKUP($BW37&\"_\"&$AZ$8,データシート1!$A:$BT,MATCH(\"da_製造業\",データシート1!$A$1:$BT$1,0),0)+VLOOKUP($BW37&\"_\"&$AZ$8,データシート1!$A:$BT,MATCH(\"da_建設業・鉱業\",データシート1!$A$1:$BT$1,0),0)+VLOOKUP($BW37&\"_\"&$AZ$8,データシート1!$A:$BT,MATCH(\"da_農林水産業\",データシート1!$A$1:$BT$1,0),0)+VLOOKUP($BW37&\"_\"&$AZ$8,データシート1!$A:$BT,MATCH(\"da_業務\",データシート1!$A$1:$BT$1,0),0)+VLOOKUP($BW37&\"_\"&$AZ$8,データシート1!$A:$BT,MATCH(\"da_家庭\",データシート1!$A$1:$BT$1,0),0)+VLOOKUP($BW37&\"_\"&$AZ$8,データシート1!$A:$BT,MATCH(\"da_鉄道\",データシート1!$A$1:$BT$1,0),0))/10^3","v":{"v":20635.116248300885,"d":"20,635 "}},null,"06361","金山町",{"v":0.008537757378251097,"d":"0.9%"},{"v":7.6281828561523685E-3,"d":"0.8%"},{"v":0,"d":"0.0%"},{"v":0.10697880125496115,"d":"10.7%"},{"v":0,"d":"0.0%"},{"v":0.1782980020916019,"d":"17.8%"},{"v":0.3014427435809665,"d":"30.1%"},null,"06361","金山町",{"$f":"VLOOKUP($CK37&\"_\"&$AZ$7,データシート1!$A:$BT,MATCH(\"ca_太陽光発電（10kW未満）\",データシート1!$A$1:$BT$1,0),0)","v":28},{"$f":"VLOOKUP($CK37&\"_\"&$AZ$5,データシート1!$A:$BT,MATCH(\"ab_家庭\",データシート1!$A$1:$BT$1,0),0)","v":1710},{"v":0.016374269005847954,"d":"1.6%"}]
[{"$nulls":49},{"$f":"比較地域マスタ!$Y31","v":"03366"},{"$f":"IF(IFERROR(比較地域マスタ!$Z31,\"\")=0,\"\",IFERROR(比較地域マスタ!$Z31,\"\"))","v":"西和賀町"},{"$nulls":3},"03366","西和賀町",{"$f":"VLOOKUP($BC38&\"_\"&$AZ$7,データシート1!$A:$BT,MATCH(\"cb_\"&BE$12,データシート1!$A$1:$BT$1,0),0)","v":{"v":78.2,"d":"78 "}},{"$f":"VLOOKUP($BC38&\"_\"&$AZ$7,データシート1!$A:$BT,MATCH(\"cb_\"&BF$12,データシート1!$A$1:$BT$1,0),0)","v":{"v":1000,"d":"1,000 "}},{"$f":"VLOOKUP($BC38&\"_\"&$AZ$7,データシート1!$A:$BT,MATCH(\"cb_\"&BG$12,データシート1!$A$1:$BT$1,0),0)","v":{"v":19.2,"d":"19 "}},{"$f":"VLOOKUP($BC38&\"_\"&$AZ$7,データシート1!$A:$BT,MATCH(\"cb_\"&BH$12,データシート1!$A$1:$BT$1,0),0)","v":{"v":0,"d":"0 "}},{"$f":"VLOOKUP($BC38&\"_\"&$AZ$7,データシート1!$A:$BT,MATCH(\"cb_\"&BI$12,データシート1!$A$1:$BT$1,0),0)","v":{"v":0,"d":"0 "}},{"$f":"VLOOKUP($BC38&\"_\"&$AZ$7,データシート1!$A:$BT,MATCH(\"cb_\"&BJ$12,データシート1!$A$1:$BT$1,0),0)","v":{"v":0,"d":"0 "}},{"v":1097.4,"d":"1,097 "},null,"03366","西和賀町",{"$f":"BE38*VLOOKUP(BO$12,別紙!$B$4:$E$10,MATCH(\"設備利用率\",別紙!$B$4:$E$4,0),0)/100*8760/10^3","v":{"v":93.849384,"d":"94 "}},{"$f":"BF38*VLOOKUP(BP$12,別紙!$B$4:$E$10,MATCH(\"設備利用率\",別紙!$B$4:$E$4,0),0)/100*8760/10^3","v":{"v":1322.76,"d":"1,323 "}},{"$f":"BG38*VLOOKUP(BQ$12,別紙!$B$4:$E$10,MATCH(\"設備利用率\",別紙!$B$4:$E$4,0),0)/100*8760/10^3","v":{"v":41.71161599999999,"d":"42 "}},{"$f":"BH38*VLOOKUP(BR$12,別紙!$B$4:$E$10,MATCH(\"設備利用率\",別紙!$B$4:$E$4,0),0)/100*8760/10^3","v":{"v":0,"d":"0 "}},{"$f":"BI38*VLOOKUP(BS$12,別紙!$B$4:$E$10,MATCH(\"設備利用率\",別紙!$B$4:$E$4,0),0)/100*8760/10^3","v":{"v":0,"d":"0 "}},{"$f":"BJ38*VLOOKUP(BT$12,別紙!$B$4:$E$10,MATCH(\"設備利用率\",別紙!$B$4:$E$4,0),0)/100*8760/10^3","v":{"v":0,"d":"0 "}},{"v":1458.3210000000001,"d":"1,458 "},null,"03366","西和賀町",{"$f":"(VLOOKUP($BW38&\"_\"&$AZ$8,データシート1!$A:$BT,MATCH(\"da_製造業\",データシート1!$A$1:$BT$1,0),0)+VLOOKUP($BW38&\"_\"&$AZ$8,データシート1!$A:$BT,MATCH(\"da_建設業・鉱業\",データシート1!$A$1:$BT$1,0),0)+VLOOKUP($BW38&\"_\"&$AZ$8,データシート1!$A:$BT,MATCH(\"da_農林水産業\",データシート1!$A$1:$BT$1,0),0)+VLOOKUP($BW38&\"_\"&$AZ$8,データシート1!$A:$BT,MATCH(\"da_業務\",データシート1!$A$1:$BT$1,0),0)+VLOOKUP($BW38&\"_\"&$AZ$8,データシート1!$A:$BT,MATCH(\"da_家庭\",データシート1!$A$1:$BT$1,0),0)+VLOOKUP($BW38&\"_\"&$AZ$8,データシート1!$A:$BT,MATCH(\"da_鉄道\",データシート1!$A$1:$BT$1,0),0))/10^3","v":{"v":25360.80213254337,"d":"25,361 "}},null,"03366","西和賀町",{"v":3.7005684406003483E-3,"d":"0.4%"},{"v":0.05215765625577805,"d":"5.2%"},{"v":1.6447277882616737E-3,"d":"0.2%"},{"v":0,"d":"0.0%"},{"v":0,"d":"0.0%"},{"v":0,"d":"0.0%"},{"v":0.05750295248464008,"d":"5.8%"},null,"03366","西和賀町",{"$f":"VLOOKUP($CK38&\"_\"&$AZ$7,データシート1!$A:$BT,MATCH(\"ca_太陽光発電（10kW未満）\",データシート1!$A$1:$BT$1,0),0)","v":19},{"$f":"VLOOKUP($CK38&\"_\"&$AZ$5,データシート1!$A:$BT,MATCH(\"ab_家庭\",データシート1!$A$1:$BT$1,0),0)","v":2225},{"v":0.00853932584269663,"d":"0.9%"}]
[{"$nulls":49},{"$f":"比較地域マスタ!$Y32","v":"15581"},{"$f":"IF(IFERROR(比較地域マスタ!$Z32,\"\")=0,\"\",IFERROR(比較地域マスタ!$Z32,\"\"))","v":"関川村"},{"$nulls":3},"15581","関川村",{"$f":"VLOOKUP($BC39&\"_\"&$AZ$7,データシート1!$A:$BT,MATCH(\"cb_\"&BE$12,データシート1!$A$1:$BT$1,0),0)","v":{"v":303.79999999999995,"d":"304 "}},{"$f":"VLOOKUP($BC39&\"_\"&$AZ$7,データシート1!$A:$BT,MATCH(\"cb_\"&BF$12,データシート1!$A$1:$BT$1,0),0)","v":{"v":2381.3999999999996,"d":"2,381 "}},{"$f":"VLOOKUP($BC39&\"_\"&$AZ$7,データシート1!$A:$BT,MATCH(\"cb_\"&BG$12,データシート1!$A$1:$BT$1,0),0)","v":{"v":0,"d":"0 "}},{"$f":"VLOOKUP($BC39&\"_\"&$AZ$7,データシート1!$A:$BT,MATCH(\"cb_\"&BH$12,データシート1!$A$1:$BT$1,0),0)","v":{"v":0,"d":"0 "}},{"$f":"VLOOKUP($BC39&\"_\"&$AZ$7,データシート1!$A:$BT,MATCH(\"cb_\"&BI$12,データシート1!$A$1:$BT$1,0),0)","v":{"v":0,"d":"0 "}},{"$f":"VLOOKUP($BC39&\"_\"&$AZ$7,データシート1!$A:$BT,MATCH(\"cb_\"&BJ$12,データシート1!$A$1:$BT$1,0),0)","v":{"v":0,"d":"0 "}},{"v":2685.2,"d":"2,685 "},null,"15581","関川村",{"$f":"BE39*VLOOKUP(BO$12,別紙!$B$4:$E$10,MATCH(\"設備利用率\",別紙!$B$4:$E$4,0),0)/100*8760/10^3","v":{"v":364.59645599999993,"d":"365 "}},{"$f":"BF39*VLOOKUP(BP$12,別紙!$B$4:$E$10,MATCH(\"設備利用率\",別紙!$B$4:$E$4,0),0)/100*8760/10^3","v":{"v":3150.020663999999,"d":"3,150 "}},{"$f":"BG39*VLOOKUP(BQ$12,別紙!$B$4:$E$10,MATCH(\"設備利用率\",別紙!$B$4:$E$4,0),0)/100*8760/10^3","v":{"v":0,"d":"0 "}},{"$f":"BH39*VLOOKUP(BR$12,別紙!$B$4:$E$10,MATCH(\"設備利用率\",別紙!$B$4:$E$4,0),0)/100*8760/10^3","v":{"v":0,"d":"0 "}},{"$f":"BI39*VLOOKUP(BS$12,別紙!$B$4:$E$10,MATCH(\"設備利用率\",別紙!$B$4:$E$4,0),0)/100*8760/10^3","v":{"v":0,"d":"0 "}},{"$f":"BJ39*VLOOKUP(BT$12,別紙!$B$4:$E$10,MATCH(\"設備利用率\",別紙!$B$4:$E$4,0),0)/100*8760/10^3","v":{"v":0,"d":"0 "}},{"v":3514.617119999999,"d":"3,515 "},null,"15581","関川村",{"$f":"(VLOOKUP($BW39&\"_\"&$AZ$8,データシート1!$A:$BT,MATCH(\"da_製造業\",データシート1!$A$1:$BT$1,0),0)+VLOOKUP($BW39&\"_\"&$AZ$8,データシート1!$A:$BT,MATCH(\"da_建設業・鉱業\",データシート1!$A$1:$BT$1,0),0)+VLOOKUP($BW39&\"_\"&$AZ$8,データシート1!$A:$BT,MATCH(\"da_農林水産業\",データシート1!$A$1:$BT$1,0),0)+VLOOKUP($BW39&\"_\"&$AZ$8,データシート1!$A:$BT,MATCH(\"da_業務\",データシート1!$A$1:$BT$1,0),0)+VLOOKUP($BW39&\"_\"&$AZ$8,データシート1!$A:$BT,MATCH(\"da_家庭\",データシート1!$A$1:$BT$1,0),0)+VLOOKUP($BW39&\"_\"&$AZ$8,データシート1!$A:$BT,MATCH(\"da_鉄道\",データシート1!$A$1:$BT$1,0),0))/10^3","v":{"v":24544.37913549726,"d":"24,544 "}},null,"15581","関川村",{"v":0.014854580512599034,"d":"1.5%"},{"v":0.12833979815135305,"d":"12.8%"},{"v":0,"d":"0.0%"},{"v":0,"d":"0.0%"},{"v":0,"d":"0.0%"},{"v":0,"d":"0.0%"},{"v":0.14319437866395207,"d":"14.3%"},null,"15581","関川村",{"$f":"VLOOKUP($CK39&\"_\"&$AZ$7,データシート1!$A:$BT,MATCH(\"ca_太陽光発電（10kW未満）\",データシート1!$A$1:$BT$1,0),0)","v":62},{"$f":"VLOOKUP($CK39&\"_\"&$AZ$5,データシート1!$A:$BT,MATCH(\"ab_家庭\",データシート1!$A$1:$BT$1,0),0)","v":1848},{"v":0.03354978354978355,"d":"3.4%"}]
[{"$nulls":49},{"$f":"比較地域マスタ!$Y33","v":"07465"},{"$f":"IF(IFERROR(比較地域マスタ!$Z33,\"\")=0,\"\",IFERROR(比較地域マスタ!$Z33,\"\"))","v":"中島村"},{"$nulls":3},"07465","中島村",{"$f":"VLOOKUP($BC40&\"_\"&$AZ$7,データシート1!$A:$BT,MATCH(\"cb_\"&BE$12,データシート1!$A$1:$BT$1,0),0)","v":{"v":926.3,"d":"926 "}},{"$f":"VLOOKUP($BC40&\"_\"&$AZ$7,データシート1!$A:$BT,MATCH(\"cb_\"&BF$12,データシート1!$A$1:$BT$1,0),0)","v":{"v":3003.9999999999995,"d":"3,004 "}},{"$f":"VLOOKUP($BC40&\"_\"&$AZ$7,データシート1!$A:$BT,MATCH(\"cb_\"&BG$12,データシート1!$A$1:$BT$1,0),0)","v":{"v":0,"d":"0 "}},{"$f":"VLOOKUP($BC40&\"_\"&$AZ$7,データシート1!$A:$BT,MATCH(\"cb_\"&BH$12,データシート1!$A$1:$BT$1,0),0)","v":{"v":0,"d":"0 "}},{"$f":"VLOOKUP($BC40&\"_\"&$AZ$7,データシート1!$A:$BT,MATCH(\"cb_\"&BI$12,データシート1!$A$1:$BT$1,0),0)","v":{"v":0,"d":"0 "}},{"$f":"VLOOKUP($BC40&\"_\"&$AZ$7,データシート1!$A:$BT,MATCH(\"cb_\"&BJ$12,データシート1!$A$1:$BT$1,0),0)","v":{"v":0,"d":"0 "}},{"v":3930.2999999999993,"d":"3,930 "},null,"07465","中島村",{"$f":"BE40*VLOOKUP(BO$12,別紙!$B$4:$E$10,MATCH(\"設備利用率\",別紙!$B$4:$E$4,0),0)/100*8760/10^3","v":{"v":1111.6711559999999,"d":"1,112 "}},{"$f":"BF40*VLOOKUP(BP$12,別紙!$B$4:$E$10,MATCH(\"設備利用率\",別紙!$B$4:$E$4,0),0)/100*8760/10^3","v":{"v":3973.5710399999994,"d":"3,974 "}},{"$f":"BG40*VLOOKUP(BQ$12,別紙!$B$4:$E$10,MATCH(\"設備利用率\",別紙!$B$4:$E$4,0),0)/100*8760/10^3","v":{"v":0,"d":"0 "}},{"$f":"BH40*VLOOKUP(BR$12,別紙!$B$4:$E$10,MATCH(\"設備利用率\",別紙!$B$4:$E$4,0),0)/100*8760/10^3","v":{"v":0,"d":"0 "}},{"$f":"BI40*VLOOKUP(BS$12,別紙!$B$4:$E$10,MATCH(\"設備利用率\",別紙!$B$4:$E$4,0),0)/100*8760/10^3","v":{"v":0,"d":"0 "}},{"$f":"BJ40*VLOOKUP(BT$12,別紙!$B$4:$E$10,MATCH(\"設備利用率\",別紙!$B$4:$E$4,0),0)/100*8760/10^3","v":{"v":0,"d":"0 "}},{"v":5085.242195999999,"d":"5,085 "},null,"07465","中島村",{"$f":"(VLOOKUP($BW40&\"_\"&$AZ$8,データシート1!$A:$BT,MATCH(\"da_製造業\",データシート1!$A$1:$BT$1,0),0)+VLOOKUP($BW40&\"_\"&$AZ$8,データシート1!$A:$BT,MATCH(\"da_建設業・鉱業\",データシート1!$A$1:$BT$1,0),0)+VLOOKUP($BW40&\"_\"&$AZ$8,データシート1!$A:$BT,MATCH(\"da_農林水産業\",データシート1!$A$1:$BT$1,0),0)+VLOOKUP($BW40&\"_\"&$AZ$8,データシート1!$A:$BT,MATCH(\"da_業務\",データシート1!$A$1:$BT$1,0),0)+VLOOKUP($BW40&\"_\"&$AZ$8,データシート1!$A:$BT,MATCH(\"da_家庭\",データシート1!$A$1:$BT$1,0),0)+VLOOKUP($BW40&\"_\"&$AZ$8,データシート1!$A:$BT,MATCH(\"da_鉄道\",データシート1!$A$1:$BT$1,0),0))/10^3","v":{"v":30416.814628075805,"d":"30,417 "}},null,"07465","中島村",{"v":0.036547915013227184,"d":"3.7%"},{"v":0.13063731651677463,"d":"13.1%"},{"v":0,"d":"0.0%"},{"v":0,"d":"0.0%"},{"v":0,"d":"0.0%"},{"v":0,"d":"0.0%"},{"v":0.1671852315300018,"d":"16.7%"},null,"07465","中島村",{"$f":"VLOOKUP($CK40&\"_\"&$AZ$7,データシート1!$A:$BT,MATCH(\"ca_太陽光発電（10kW未満）\",データシート1!$A$1:$BT$1,0),0)","v":179},{"$f":"VLOOKUP($CK40&\"_\"&$AZ$5,データシート1!$A:$BT,MATCH(\"ab_家庭\",データシート1!$A$1:$BT$1,0),0)","v":1713},{"v":0.1044950379451255,"d":"10.4%"}]
[{"$nulls":49},{"$f":"比較地域マスタ!$Y34","v":"01424"},{"$f":"IF(IFERROR(比較地域マスタ!$Z34,\"\")=0,\"\",IFERROR(比較地域マスタ!$Z34,\"\"))","v":"奈井江町"},{"$nulls":3},"01424","奈井江町",{"$f":"VLOOKUP($BC41&\"_\"&$AZ$7,データシート1!$A:$BT,MATCH(\"cb_\"&BE$12,データシート1!$A$1:$BT$1,0),0)","v":{"v":263.8,"d":"264 "}},{"$f":"VLOOKUP($BC41&\"_\"&$AZ$7,データシート1!$A:$BT,MATCH(\"cb_\"&BF$12,データシート1!$A$1:$BT$1,0),0)","v":{"v":2148.8,"d":"2,149 "}},{"$f":"VLOOKUP($BC41&\"_\"&$AZ$7,データシート1!$A:$BT,MATCH(\"cb_\"&BG$12,データシート1!$A$1:$BT$1,0),0)","v":{"v":0,"d":"0 "}},{"$f":"VLOOKUP($BC41&\"_\"&$AZ$7,データシート1!$A:$BT,MATCH(\"cb_\"&BH$12,データシート1!$A$1:$BT$1,0),0)","v":{"v":0,"d":"0 "}},{"$f":"VLOOKUP($BC41&\"_\"&$AZ$7,データシート1!$A:$BT,MATCH(\"cb_\"&BI$12,データシート1!$A$1:$BT$1,0),0)","v":{"v":0,"d":"0 "}},{"$f":"VLOOKUP($BC41&\"_\"&$AZ$7,データシート1!$A:$BT,MATCH(\"cb_\"&BJ$12,データシート1!$A$1:$BT$1,0),0)","v":{"v":0,"d":"0 "}},{"v":2412.6000000000004,"d":"2,413 "},null,"01424","奈井江町",{"$f":"BE41*VLOOKUP(BO$12,別紙!$B$4:$E$10,MATCH(\"設備利用率\",別紙!$B$4:$E$4,0),0)/100*8760/10^3","v":{"v":316.591656,"d":"317 "}},{"$f":"BF41*VLOOKUP(BP$12,別紙!$B$4:$E$10,MATCH(\"設備利用率\",別紙!$B$4:$E$4,0),0)/100*8760/10^3","v":{"v":2842.346688,"d":"2,842 "}},{"$f":"BG41*VLOOKUP(BQ$12,別紙!$B$4:$E$10,MATCH(\"設備利用率\",別紙!$B$4:$E$4,0),0)/100*8760/10^3","v":{"v":0,"d":"0 "}},{"$f":"BH41*VLOOKUP(BR$12,別紙!$B$4:$E$10,MATCH(\"設備利用率\",別紙!$B$4:$E$4,0),0)/100*8760/10^3","v":{"v":0,"d":"0 "}},{"$f":"BI41*VLOOKUP(BS$12,別紙!$B$4:$E$10,MATCH(\"設備利用率\",別紙!$B$4:$E$4,0),0)/100*8760/10^3","v":{"v":0,"d":"0 "}},{"$f":"BJ41*VLOOKUP(BT$12,別紙!$B$4:$E$10,MATCH(\"設備利用率\",別紙!$B$4:$E$4,0),0)/100*8760/10^3","v":{"v":0,"d":"0 "}},{"v":3158.938344,"d":"3,159 "},null,"01424","奈井江町",{"$f":"(VLOOKUP($BW41&\"_\"&$AZ$8,データシート1!$A:$BT,MATCH(\"da_製造業\",データシート1!$A$1:$BT$1,0),0)+VLOOKUP($BW41&\"_\"&$AZ$8,データシート1!$A:$BT,MATCH(\"da_建設業・鉱業\",データシート1!$A$1:$BT$1,0),0)+VLOOKUP($BW41&\"_\"&$AZ$8,データシート1!$A:$BT,MATCH(\"da_農林水産業\",データシート1!$A$1:$BT$1,0),0)+VLOOKUP($BW41&\"_\"&$AZ$8,データシート1!$A:$BT,MATCH(\"da_業務\",データシート1!$A$1:$BT$1,0),0)+VLOOKUP($BW41&\"_\"&$AZ$8,データシート1!$A:$BT,MATCH(\"da_家庭\",データシート1!$A$1:$BT$1,0),0)+VLOOKUP($BW41&\"_\"&$AZ$8,データシート1!$A:$BT,MATCH(\"da_鉄道\",データシート1!$A$1:$BT$1,0),0))/10^3","v":{"v":42147.656089776494,"d":"42,148 "}},null,"01424","奈井江町",{"v":0.007511489021492556,"d":"0.8%"},{"v":0.06743783526053425,"d":"6.7%"},{"v":0,"d":"0.0%"},{"v":0,"d":"0.0%"},{"v":0,"d":"0.0%"},{"v":0,"d":"0.0%"},{"v":0.0749493242820268,"d":"7.5%"},null,"01424","奈井江町",{"$f":"VLOOKUP($CK41&\"_\"&$AZ$7,データシート1!$A:$BT,MATCH(\"ca_太陽光発電（10kW未満）\",データシート1!$A$1:$BT$1,0),0)","v":39},{"$f":"VLOOKUP($CK41&\"_\"&$AZ$5,データシート1!$A:$BT,MATCH(\"ab_家庭\",データシート1!$A$1:$BT$1,0),0)","v":2670},{"v":0.014606741573033709,"d":"1.5%"}]
[{"$nulls":49},{"$f":"比較地域マスタ!$Y35","v":0},{"$f":"IF(IFERROR(比較地域マスタ!$Z35,\"\")=0,\"\",IFERROR(比較地域マスタ!$Z35,\"\"))","v":""},{"$nulls":3},{"v":0,"d":"0 "},"",{"$f":"VLOOKUP($BC42&\"_\"&$AZ$7,データシート1!$A:$BT,MATCH(\"cb_\"&BE$12,データシート1!$A$1:$BT$1,0),0)","v":{"$error":"#N/A"}},{"$f":"VLOOKUP($BC42&\"_\"&$AZ$7,データシート1!$A:$BT,MATCH(\"cb_\"&BF$12,データシート1!$A$1:$BT$1,0),0)","v":{"$error":"#N/A"}},{"$f":"VLOOKUP($BC42&\"_\"&$AZ$7,データシート1!$A:$BT,MATCH(\"cb_\"&BG$12,データシート1!$A$1:$BT$1,0),0)","v":{"$error":"#N/A"}},{"$f":"VLOOKUP($BC42&\"_\"&$AZ$7,データシート1!$A:$BT,MATCH(\"cb_\"&BH$12,データシート1!$A$1:$BT$1,0),0)","v":{"$error":"#N/A"}},{"$f":"VLOOKUP($BC42&\"_\"&$AZ$7,データシート1!$A:$BT,MATCH(\"cb_\"&BI$12,データシート1!$A$1:$BT$1,0),0)","v":{"$error":"#N/A"}},{"$f":"VLOOKUP($BC42&\"_\"&$AZ$7,データシート1!$A:$BT,MATCH(\"cb_\"&BJ$12,データシート1!$A$1:$BT$1,0),0)","v":{"$error":"#N/A"}},{"$error":"#N/A"},null,{"v":0,"d":"0 "},"",{"$f":"BE42*VLOOKUP(BO$12,別紙!$B$4:$E$10,MATCH(\"設備利用率\",別紙!$B$4:$E$4,0),0)/100*8760/10^3","v":{"$error":"#N/A"}},{"$f":"BF42*VLOOKUP(BP$12,別紙!$B$4:$E$10,MATCH(\"設備利用率\",別紙!$B$4:$E$4,0),0)/100*8760/10^3","v":{"$error":"#N/A"}},{"$f":"BG42*VLOOKUP(BQ$12,別紙!$B$4:$E$10,MATCH(\"設備利用率\",別紙!$B$4:$E$4,0),0)/100*8760/10^3","v":{"$error":"#N/A"}},{"$f":"BH42*VLOOKUP(BR$12,別紙!$B$4:$E$10,MATCH(\"設備利用率\",別紙!$B$4:$E$4,0),0)/100*8760/10^3","v":{"$error":"#N/A"}},{"$f":"BI42*VLOOKUP(BS$12,別紙!$B$4:$E$10,MATCH(\"設備利用率\",別紙!$B$4:$E$4,0),0)/100*8760/10^3","v":{"$error":"#N/A"}},{"$f":"BJ42*VLOOKUP(BT$12,別紙!$B$4:$E$10,MATCH(\"設備利用率\",別紙!$B$4:$E$4,0),0)/100*8760/10^3","v":{"$error":"#N/A"}},{"$error":"#N/A"},null,{"v":0,"d":"0 "},"",{"$f":"(VLOOKUP($BW42&\"_\"&$AZ$8,データシート1!$A:$BT,MATCH(\"da_製造業\",データシート1!$A$1:$BT$1,0),0)+VLOOKUP($BW42&\"_\"&$AZ$8,データシート1!$A:$BT,MATCH(\"da_建設業・鉱業\",データシート1!$A$1:$BT$1,0),0)+VLOOKUP($BW42&\"_\"&$AZ$8,データシート1!$A:$BT,MATCH(\"da_農林水産業\",データシート1!$A$1:$BT$1,0),0)+VLOOKUP($BW42&\"_\"&$AZ$8,データシート1!$A:$BT,MATCH(\"da_業務\",データシート1!$A$1:$BT$1,0),0)+VLOOKUP($BW42&\"_\"&$AZ$8,データシート1!$A:$BT,MATCH(\"da_家庭\",データシート1!$A$1:$BT$1,0),0)+VLOOKUP($BW42&\"_\"&$AZ$8,データシート1!$A:$BT,MATCH(\"da_鉄道\",データシート1!$A$1:$BT$1,0),0))/10^3","v":{"$error":"#N/A"}},null,{"v":0,"d":"0 "},"",{"$error":"#N/A"},{"$error":"#N/A"},{"$error":"#N/A"},{"$error":"#N/A"},{"$error":"#N/A"},{"$error":"#N/A"},{"$error":"#N/A"},null,0,"",{"$f":"VLOOKUP($CK42&\"_\"&$AZ$7,データシート1!$A:$BT,MATCH(\"ca_太陽光発電（10kW未満）\",データシート1!$A$1:$BT$1,0),0)","v":{"$error":"#N/A"}},{"$f":"VLOOKUP($CK42&\"_\"&$AZ$5,データシート1!$A:$BT,MATCH(\"ab_家庭\",データシート1!$A$1:$BT$1,0),0)","v":{"$error":"#N/A"}},{"$error":"#N/A"}]
[{"$nulls":49},{"$f":"比較地域マスタ!$Y36","v":0},{"$f":"IF(IFERROR(比較地域マスタ!$Z36,\"\")=0,\"\",IFERROR(比較地域マスタ!$Z36,\"\"))","v":""},{"$nulls":3},{"v":0,"d":"0 "},"",{"$f":"VLOOKUP($BC43&\"_\"&$AZ$7,データシート1!$A:$BT,MATCH(\"cb_\"&BE$12,データシート1!$A$1:$BT$1,0),0)","v":{"$error":"#N/A"}},{"$f":"VLOOKUP($BC43&\"_\"&$AZ$7,データシート1!$A:$BT,MATCH(\"cb_\"&BF$12,データシート1!$A$1:$BT$1,0),0)","v":{"$error":"#N/A"}},{"$f":"VLOOKUP($BC43&\"_\"&$AZ$7,データシート1!$A:$BT,MATCH(\"cb_\"&BG$12,データシート1!$A$1:$BT$1,0),0)","v":{"$error":"#N/A"}},{"$f":"VLOOKUP($BC43&\"_\"&$AZ$7,データシート1!$A:$BT,MATCH(\"cb_\"&BH$12,データシート1!$A$1:$BT$1,0),0)","v":{"$error":"#N/A"}},{"$f":"VLOOKUP($BC43&\"_\"&$AZ$7,データシート1!$A:$BT,MATCH(\"cb_\"&BI$12,データシート1!$A$1:$BT$1,0),0)","v":{"$error":"#N/A"}},{"$f":"VLOOKUP($BC43&\"_\"&$AZ$7,データシート1!$A:$BT,MATCH(\"cb_\"&BJ$12,データシート1!$A$1:$BT$1,0),0)","v":{"$error":"#N/A"}},{"$error":"#N/A"},null,{"v":0,"d":"0 "},"",{"$f":"BE43*VLOOKUP(BO$12,別紙!$B$4:$E$10,MATCH(\"設備利用率\",別紙!$B$4:$E$4,0),0)/100*8760/10^3","v":{"$error":"#N/A"}},{"$f":"BF43*VLOOKUP(BP$12,別紙!$B$4:$E$10,MATCH(\"設備利用率\",別紙!$B$4:$E$4,0),0)/100*8760/10^3","v":{"$error":"#N/A"}},{"$f":"BG43*VLOOKUP(BQ$12,別紙!$B$4:$E$10,MATCH(\"設備利用率\",別紙!$B$4:$E$4,0),0)/100*8760/10^3","v":{"$error":"#N/A"}},{"$f":"BH43*VLOOKUP(BR$12,別紙!$B$4:$E$10,MATCH(\"設備利用率\",別紙!$B$4:$E$4,0),0)/100*8760/10^3","v":{"$error":"#N/A"}},{"$f":"BI43*VLOOKUP(BS$12,別紙!$B$4:$E$10,MATCH(\"設備利用率\",別紙!$B$4:$E$4,0),0)/100*8760/10^3","v":{"$error":"#N/A"}},{"$f":"BJ43*VLOOKUP(BT$12,別紙!$B$4:$E$10,MATCH(\"設備利用率\",別紙!$B$4:$E$4,0),0)/100*8760/10^3","v":{"$error":"#N/A"}},{"$error":"#N/A"},null,{"v":0,"d":"0 "},"",{"$f":"(VLOOKUP($BW43&\"_\"&$AZ$8,データシート1!$A:$BT,MATCH(\"da_製造業\",データシート1!$A$1:$BT$1,0),0)+VLOOKUP($BW43&\"_\"&$AZ$8,データシート1!$A:$BT,MATCH(\"da_建設業・鉱業\",データシート1!$A$1:$BT$1,0),0)+VLOOKUP($BW43&\"_\"&$AZ$8,データシート1!$A:$BT,MATCH(\"da_農林水産業\",データシート1!$A$1:$BT$1,0),0)+VLOOKUP($BW43&\"_\"&$AZ$8,データシート1!$A:$BT,MATCH(\"da_業務\",データシート1!$A$1:$BT$1,0),0)+VLOOKUP($BW43&\"_\"&$AZ$8,データシート1!$A:$BT,MATCH(\"da_家庭\",データシート1!$A$1:$BT$1,0),0)+VLOOKUP($BW43&\"_\"&$AZ$8,データシート1!$A:$BT,MATCH(\"da_鉄道\",データシート1!$A$1:$BT$1,0),0))/10^3","v":{"$error":"#N/A"}},null,{"v":0,"d":"0 "},"",{"$error":"#N/A"},{"$error":"#N/A"},{"$error":"#N/A"},{"$error":"#N/A"},{"$error":"#N/A"},{"$error":"#N/A"},{"$error":"#N/A"},null,0,"",{"$f":"VLOOKUP($CK43&\"_\"&$AZ$7,データシート1!$A:$BT,MATCH(\"ca_太陽光発電（10kW未満）\",データシート1!$A$1:$BT$1,0),0)","v":{"$error":"#N/A"}},{"$f":"VLOOKUP($CK43&\"_\"&$AZ$5,データシート1!$A:$BT,MATCH(\"ab_家庭\",データシート1!$A$1:$BT$1,0),0)","v":{"$error":"#N/A"}},{"$error":"#N/A"}]
[{"$nulls":49},{"$f":"比較地域マスタ!$Y37","v":0},{"$f":"IF(IFERROR(比較地域マスタ!$Z37,\"\")=0,\"\",IFERROR(比較地域マスタ!$Z37,\"\"))","v":""},{"$nulls":3},{"v":0,"d":"0 "},"",{"$f":"VLOOKUP($BC44&\"_\"&$AZ$7,データシート1!$A:$BT,MATCH(\"cb_\"&BE$12,データシート1!$A$1:$BT$1,0),0)","v":{"$error":"#N/A"}},{"$f":"VLOOKUP($BC44&\"_\"&$AZ$7,データシート1!$A:$BT,MATCH(\"cb_\"&BF$12,データシート1!$A$1:$BT$1,0),0)","v":{"$error":"#N/A"}},{"$f":"VLOOKUP($BC44&\"_\"&$AZ$7,データシート1!$A:$BT,MATCH(\"cb_\"&BG$12,データシート1!$A$1:$BT$1,0),0)","v":{"$error":"#N/A"}},{"$f":"VLOOKUP($BC44&\"_\"&$AZ$7,データシート1!$A:$BT,MATCH(\"cb_\"&BH$12,データシート1!$A$1:$BT$1,0),0)","v":{"$error":"#N/A"}},{"$f":"VLOOKUP($BC44&\"_\"&$AZ$7,データシート1!$A:$BT,MATCH(\"cb_\"&BI$12,データシート1!$A$1:$BT$1,0),0)","v":{"$error":"#N/A"}},{"$f":"VLOOKUP($BC44&\"_\"&$AZ$7,データシート1!$A:$BT,MATCH(\"cb_\"&BJ$12,データシート1!$A$1:$BT$1,0),0)","v":{"$error":"#N/A"}},{"$error":"#N/A"},null,{"v":0,"d":"0 "},"",{"$f":"BE44*VLOOKUP(BO$12,別紙!$B$4:$E$10,MATCH(\"設備利用率\",別紙!$B$4:$E$4,0),0)/100*8760/10^3","v":{"$error":"#N/A"}},{"$f":"BF44*VLOOKUP(BP$12,別紙!$B$4:$E$10,MATCH(\"設備利用率\",別紙!$B$4:$E$4,0),0)/100*8760/10^3","v":{"$error":"#N/A"}},{"$f":"BG44*VLOOKUP(BQ$12,別紙!$B$4:$E$10,MATCH(\"設備利用率\",別紙!$B$4:$E$4,0),0)/100*8760/10^3","v":{"$error":"#N/A"}},{"$f":"BH44*VLOOKUP(BR$12,別紙!$B$4:$E$10,MATCH(\"設備利用率\",別紙!$B$4:$E$4,0),0)/100*8760/10^3","v":{"$error":"#N/A"}},{"$f":"BI44*VLOOKUP(BS$12,別紙!$B$4:$E$10,MATCH(\"設備利用率\",別紙!$B$4:$E$4,0),0)/100*8760/10^3","v":{"$error":"#N/A"}},{"$f":"BJ44*VLOOKUP(BT$12,別紙!$B$4:$E$10,MATCH(\"設備利用率\",別紙!$B$4:$E$4,0),0)/100*8760/10^3","v":{"$error":"#N/A"}},{"$error":"#N/A"},null,{"v":0,"d":"0 "},"",{"$f":"(VLOOKUP($BW44&\"_\"&$AZ$8,データシート1!$A:$BT,MATCH(\"da_製造業\",データシート1!$A$1:$BT$1,0),0)+VLOOKUP($BW44&\"_\"&$AZ$8,データシート1!$A:$BT,MATCH(\"da_建設業・鉱業\",データシート1!$A$1:$BT$1,0),0)+VLOOKUP($BW44&\"_\"&$AZ$8,データシート1!$A:$BT,MATCH(\"da_農林水産業\",データシート1!$A$1:$BT$1,0),0)+VLOOKUP($BW44&\"_\"&$AZ$8,データシート1!$A:$BT,MATCH(\"da_業務\",データシート1!$A$1:$BT$1,0),0)+VLOOKUP($BW44&\"_\"&$AZ$8,データシート1!$A:$BT,MATCH(\"da_家庭\",データシート1!$A$1:$BT$1,0),0)+VLOOKUP($BW44&\"_\"&$AZ$8,データシート1!$A:$BT,MATCH(\"da_鉄道\",データシート1!$A$1:$BT$1,0),0))/10^3","v":{"$error":"#N/A"}},null,{"v":0,"d":"0 "},"",{"$error":"#N/A"},{"$error":"#N/A"},{"$error":"#N/A"},{"$error":"#N/A"},{"$error":"#N/A"},{"$error":"#N/A"},{"$error":"#N/A"},null,0,"",{"$f":"VLOOKUP($CK44&\"_\"&$AZ$7,データシート1!$A:$BT,MATCH(\"ca_太陽光発電（10kW未満）\",データシート1!$A$1:$BT$1,0),0)","v":{"$error":"#N/A"}},{"$f":"VLOOKUP($CK44&\"_\"&$AZ$5,データシート1!$A:$BT,MATCH(\"ab_家庭\",データシート1!$A$1:$BT$1,0),0)","v":{"$error":"#N/A"}},{"$error":"#N/A"}]
[{"$nulls":49},{"$f":"比較地域マスタ!$Y38","v":0},{"$f":"IF(IFERROR(比較地域マスタ!$Z38,\"\")=0,\"\",IFERROR(比較地域マスタ!$Z38,\"\"))","v":""},{"$nulls":3},{"v":0,"d":"0 "},"",{"$f":"VLOOKUP($BC45&\"_\"&$AZ$7,データシート1!$A:$BT,MATCH(\"cb_\"&BE$12,データシート1!$A$1:$BT$1,0),0)","v":{"$error":"#N/A"}},{"$f":"VLOOKUP($BC45&\"_\"&$AZ$7,データシート1!$A:$BT,MATCH(\"cb_\"&BF$12,データシート1!$A$1:$BT$1,0),0)","v":{"$error":"#N/A"}},{"$f":"VLOOKUP($BC45&\"_\"&$AZ$7,データシート1!$A:$BT,MATCH(\"cb_\"&BG$12,データシート1!$A$1:$BT$1,0),0)","v":{"$error":"#N/A"}},{"$f":"VLOOKUP($BC45&\"_\"&$AZ$7,データシート1!$A:$BT,MATCH(\"cb_\"&BH$12,データシート1!$A$1:$BT$1,0),0)","v":{"$error":"#N/A"}},{"$f":"VLOOKUP($BC45&\"_\"&$AZ$7,データシート1!$A:$BT,MATCH(\"cb_\"&BI$12,データシート1!$A$1:$BT$1,0),0)","v":{"$error":"#N/A"}},{"$f":"VLOOKUP($BC45&\"_\"&$AZ$7,データシート1!$A:$BT,MATCH(\"cb_\"&BJ$12,データシート1!$A$1:$BT$1,0),0)","v":{"$error":"#N/A"}},{"$error":"#N/A"},null,{"v":0,"d":"0 "},"",{"$f":"BE45*VLOOKUP(BO$12,別紙!$B$4:$E$10,MATCH(\"設備利用率\",別紙!$B$4:$E$4,0),0)/100*8760/10^3","v":{"$error":"#N/A"}},{"$f":"BF45*VLOOKUP(BP$12,別紙!$B$4:$E$10,MATCH(\"設備利用率\",別紙!$B$4:$E$4,0),0)/100*8760/10^3","v":{"$error":"#N/A"}},{"$f":"BG45*VLOOKUP(BQ$12,別紙!$B$4:$E$10,MATCH(\"設備利用率\",別紙!$B$4:$E$4,0),0)/100*8760/10^3","v":{"$error":"#N/A"}},{"$f":"BH45*VLOOKUP(BR$12,別紙!$B$4:$E$10,MATCH(\"設備利用率\",別紙!$B$4:$E$4,0),0)/100*8760/10^3","v":{"$error":"#N/A"}},{"$f":"BI45*VLOOKUP(BS$12,別紙!$B$4:$E$10,MATCH(\"設備利用率\",別紙!$B$4:$E$4,0),0)/100*8760/10^3","v":{"$error":"#N/A"}},{"$f":"BJ45*VLOOKUP(BT$12,別紙!$B$4:$E$10,MATCH(\"設備利用率\",別紙!$B$4:$E$4,0),0)/100*8760/10^3","v":{"$error":"#N/A"}},{"$error":"#N/A"},null,{"v":0,"d":"0 "},"",{"$f":"(VLOOKUP($BW45&\"_\"&$AZ$8,データシート1!$A:$BT,MATCH(\"da_製造業\",データシート1!$A$1:$BT$1,0),0)+VLOOKUP($BW45&\"_\"&$AZ$8,データシート1!$A:$BT,MATCH(\"da_建設業・鉱業\",データシート1!$A$1:$BT$1,0),0)+VLOOKUP($BW45&\"_\"&$AZ$8,データシート1!$A:$BT,MATCH(\"da_農林水産業\",データシート1!$A$1:$BT$1,0),0)+VLOOKUP($BW45&\"_\"&$AZ$8,データシート1!$A:$BT,MATCH(\"da_業務\",データシート1!$A$1:$BT$1,0),0)+VLOOKUP($BW45&\"_\"&$AZ$8,データシート1!$A:$BT,MATCH(\"da_家庭\",データシート1!$A$1:$BT$1,0),0)+VLOOKUP($BW45&\"_\"&$AZ$8,データシート1!$A:$BT,MATCH(\"da_鉄道\",データシート1!$A$1:$BT$1,0),0))/10^3","v":{"$error":"#N/A"}},null,{"v":0,"d":"0 "},"",{"$error":"#N/A"},{"$error":"#N/A"},{"$error":"#N/A"},{"$error":"#N/A"},{"$error":"#N/A"},{"$error":"#N/A"},{"$error":"#N/A"},null,0,"",{"$f":"VLOOKUP($CK45&\"_\"&$AZ$7,データシート1!$A:$BT,MATCH(\"ca_太陽光発電（10kW未満）\",データシート1!$A$1:$BT$1,0),0)","v":{"$error":"#N/A"}},{"$f":"VLOOKUP($CK45&\"_\"&$AZ$5,データシート1!$A:$BT,MATCH(\"ab_家庭\",データシート1!$A$1:$BT$1,0),0)","v":{"$error":"#N/A"}},{"$error":"#N/A"}]
[{"$nulls":49},{"$f":"比較地域マスタ!$Y39","v":0},{"$f":"IF(IFERROR(比較地域マスタ!$Z39,\"\")=0,\"\",IFERROR(比較地域マスタ!$Z39,\"\"))","v":""},{"$nulls":3},{"v":0,"d":"0 "},"",{"$f":"VLOOKUP($BC46&\"_\"&$AZ$7,データシート1!$A:$BT,MATCH(\"cb_\"&BE$12,データシート1!$A$1:$BT$1,0),0)","v":{"$error":"#N/A"}},{"$f":"VLOOKUP($BC46&\"_\"&$AZ$7,データシート1!$A:$BT,MATCH(\"cb_\"&BF$12,データシート1!$A$1:$BT$1,0),0)","v":{"$error":"#N/A"}},{"$f":"VLOOKUP($BC46&\"_\"&$AZ$7,データシート1!$A:$BT,MATCH(\"cb_\"&BG$12,データシート1!$A$1:$BT$1,0),0)","v":{"$error":"#N/A"}},{"$f":"VLOOKUP($BC46&\"_\"&$AZ$7,データシート1!$A:$BT,MATCH(\"cb_\"&BH$12,データシート1!$A$1:$BT$1,0),0)","v":{"$error":"#N/A"}},{"$f":"VLOOKUP($BC46&\"_\"&$AZ$7,データシート1!$A:$BT,MATCH(\"cb_\"&BI$12,データシート1!$A$1:$BT$1,0),0)","v":{"$error":"#N/A"}},{"$f":"VLOOKUP($BC46&\"_\"&$AZ$7,データシート1!$A:$BT,MATCH(\"cb_\"&BJ$12,データシート1!$A$1:$BT$1,0),0)","v":{"$error":"#N/A"}},{"$error":"#N/A"},null,{"v":0,"d":"0 "},"",{"$f":"BE46*VLOOKUP(BO$12,別紙!$B$4:$E$10,MATCH(\"設備利用率\",別紙!$B$4:$E$4,0),0)/100*8760/10^3","v":{"$error":"#N/A"}},{"$f":"BF46*VLOOKUP(BP$12,別紙!$B$4:$E$10,MATCH(\"設備利用率\",別紙!$B$4:$E$4,0),0)/100*8760/10^3","v":{"$error":"#N/A"}},{"$f":"BG46*VLOOKUP(BQ$12,別紙!$B$4:$E$10,MATCH(\"設備利用率\",別紙!$B$4:$E$4,0),0)/100*8760/10^3","v":{"$error":"#N/A"}},{"$f":"BH46*VLOOKUP(BR$12,別紙!$B$4:$E$10,MATCH(\"設備利用率\",別紙!$B$4:$E$4,0),0)/100*8760/10^3","v":{"$error":"#N/A"}},{"$f":"BI46*VLOOKUP(BS$12,別紙!$B$4:$E$10,MATCH(\"設備利用率\",別紙!$B$4:$E$4,0),0)/100*8760/10^3","v":{"$error":"#N/A"}},{"$f":"BJ46*VLOOKUP(BT$12,別紙!$B$4:$E$10,MATCH(\"設備利用率\",別紙!$B$4:$E$4,0),0)/100*8760/10^3","v":{"$error":"#N/A"}},{"$error":"#N/A"},null,{"v":0,"d":"0 "},"",{"$f":"(VLOOKUP($BW46&\"_\"&$AZ$8,データシート1!$A:$BT,MATCH(\"da_製造業\",データシート1!$A$1:$BT$1,0),0)+VLOOKUP($BW46&\"_\"&$AZ$8,データシート1!$A:$BT,MATCH(\"da_建設業・鉱業\",データシート1!$A$1:$BT$1,0),0)+VLOOKUP($BW46&\"_\"&$AZ$8,データシート1!$A:$BT,MATCH(\"da_農林水産業\",データシート1!$A$1:$BT$1,0),0)+VLOOKUP($BW46&\"_\"&$AZ$8,データシート1!$A:$BT,MATCH(\"da_業務\",データシート1!$A$1:$BT$1,0),0)+VLOOKUP($BW46&\"_\"&$AZ$8,データシート1!$A:$BT,MATCH(\"da_家庭\",データシート1!$A$1:$BT$1,0),0)+VLOOKUP($BW46&\"_\"&$AZ$8,データシート1!$A:$BT,MATCH(\"da_鉄道\",データシート1!$A$1:$BT$1,0),0))/10^3","v":{"$error":"#N/A"}},null,{"v":0,"d":"0 "},"",{"$error":"#N/A"},{"$error":"#N/A"},{"$error":"#N/A"},{"$error":"#N/A"},{"$error":"#N/A"},{"$error":"#N/A"},{"$error":"#N/A"},null,0,"",{"$f":"VLOOKUP($CK46&\"_\"&$AZ$7,データシート1!$A:$BT,MATCH(\"ca_太陽光発電（10kW未満）\",データシート1!$A$1:$BT$1,0),0)","v":{"$error":"#N/A"}},{"$f":"VLOOKUP($CK46&\"_\"&$AZ$5,データシート1!$A:$BT,MATCH(\"ab_家庭\",データシート1!$A$1:$BT$1,0),0)","v":{"$error":"#N/A"}},{"$error":"#N/A"}]
[{"$nulls":49},{"$f":"比較地域マスタ!$Y40","v":0},{"$f":"IF(IFERROR(比較地域マスタ!$Z40,\"\")=0,\"\",IFERROR(比較地域マスタ!$Z40,\"\"))","v":""},{"$nulls":3},{"v":0,"d":"0 "},"",{"$f":"VLOOKUP($BC47&\"_\"&$AZ$7,データシート1!$A:$BT,MATCH(\"cb_\"&BE$12,データシート1!$A$1:$BT$1,0),0)","v":{"$error":"#N/A"}},{"$f":"VLOOKUP($BC47&\"_\"&$AZ$7,データシート1!$A:$BT,MATCH(\"cb_\"&BF$12,データシート1!$A$1:$BT$1,0),0)","v":{"$error":"#N/A"}},{"$f":"VLOOKUP($BC47&\"_\"&$AZ$7,データシート1!$A:$BT,MATCH(\"cb_\"&BG$12,データシート1!$A$1:$BT$1,0),0)","v":{"$error":"#N/A"}},{"$f":"VLOOKUP($BC47&\"_\"&$AZ$7,データシート1!$A:$BT,MATCH(\"cb_\"&BH$12,データシート1!$A$1:$BT$1,0),0)","v":{"$error":"#N/A"}},{"$f":"VLOOKUP($BC47&\"_\"&$AZ$7,データシート1!$A:$BT,MATCH(\"cb_\"&BI$12,データシート1!$A$1:$BT$1,0),0)","v":{"$error":"#N/A"}},{"$f":"VLOOKUP($BC47&\"_\"&$AZ$7,データシート1!$A:$BT,MATCH(\"cb_\"&BJ$12,データシート1!$A$1:$BT$1,0),0)","v":{"$error":"#N/A"}},{"$error":"#N/A"},null,{"v":0,"d":"0 "},"",{"$f":"BE47*VLOOKUP(BO$12,別紙!$B$4:$E$10,MATCH(\"設備利用率\",別紙!$B$4:$E$4,0),0)/100*8760/10^3","v":{"$error":"#N/A"}},{"$f":"BF47*VLOOKUP(BP$12,別紙!$B$4:$E$10,MATCH(\"設備利用率\",別紙!$B$4:$E$4,0),0)/100*8760/10^3","v":{"$error":"#N/A"}},{"$f":"BG47*VLOOKUP(BQ$12,別紙!$B$4:$E$10,MATCH(\"設備利用率\",別紙!$B$4:$E$4,0),0)/100*8760/10^3","v":{"$error":"#N/A"}},{"$f":"BH47*VLOOKUP(BR$12,別紙!$B$4:$E$10,MATCH(\"設備利用率\",別紙!$B$4:$E$4,0),0)/100*8760/10^3","v":{"$error":"#N/A"}},{"$f":"BI47*VLOOKUP(BS$12,別紙!$B$4:$E$10,MATCH(\"設備利用率\",別紙!$B$4:$E$4,0),0)/100*8760/10^3","v":{"$error":"#N/A"}},{"$f":"BJ47*VLOOKUP(BT$12,別紙!$B$4:$E$10,MATCH(\"設備利用率\",別紙!$B$4:$E$4,0),0)/100*8760/10^3","v":{"$error":"#N/A"}},{"$error":"#N/A"},null,{"v":0,"d":"0 "},"",{"$f":"(VLOOKUP($BW47&\"_\"&$AZ$8,データシート1!$A:$BT,MATCH(\"da_製造業\",データシート1!$A$1:$BT$1,0),0)+VLOOKUP($BW47&\"_\"&$AZ$8,データシート1!$A:$BT,MATCH(\"da_建設業・鉱業\",データシート1!$A$1:$BT$1,0),0)+VLOOKUP($BW47&\"_\"&$AZ$8,データシート1!$A:$BT,MATCH(\"da_農林水産業\",データシート1!$A$1:$BT$1,0),0)+VLOOKUP($BW47&\"_\"&$AZ$8,データシート1!$A:$BT,MATCH(\"da_業務\",データシート1!$A$1:$BT$1,0),0)+VLOOKUP($BW47&\"_\"&$AZ$8,データシート1!$A:$BT,MATCH(\"da_家庭\",データシート1!$A$1:$BT$1,0),0)+VLOOKUP($BW47&\"_\"&$AZ$8,データシート1!$A:$BT,MATCH(\"da_鉄道\",データシート1!$A$1:$BT$1,0),0))/10^3","v":{"$error":"#N/A"}},null,{"v":0,"d":"0 "},"",{"$error":"#N/A"},{"$error":"#N/A"},{"$error":"#N/A"},{"$error":"#N/A"},{"$error":"#N/A"},{"$error":"#N/A"},{"$error":"#N/A"},null,0,"",{"$f":"VLOOKUP($CK47&\"_\"&$AZ$7,データシート1!$A:$BT,MATCH(\"ca_太陽光発電（10kW未満）\",データシート1!$A$1:$BT$1,0),0)","v":{"$error":"#N/A"}},{"$f":"VLOOKUP($CK47&\"_\"&$AZ$5,データシート1!$A:$BT,MATCH(\"ab_家庭\",データシート1!$A$1:$BT$1,0),0)","v":{"$error":"#N/A"}},{"$error":"#N/A"}]
[{"$nulls":49},{"$f":"比較地域マスタ!$Y41","v":0},{"$f":"IF(IFERROR(比較地域マスタ!$Z41,\"\")=0,\"\",IFERROR(比較地域マスタ!$Z41,\"\"))","v":""},{"$nulls":3},{"v":0,"d":"0 "},"",{"$f":"VLOOKUP($BC48&\"_\"&$AZ$7,データシート1!$A:$BT,MATCH(\"cb_\"&BE$12,データシート1!$A$1:$BT$1,0),0)","v":{"$error":"#N/A"}},{"$f":"VLOOKUP($BC48&\"_\"&$AZ$7,データシート1!$A:$BT,MATCH(\"cb_\"&BF$12,データシート1!$A$1:$BT$1,0),0)","v":{"$error":"#N/A"}},{"$f":"VLOOKUP($BC48&\"_\"&$AZ$7,データシート1!$A:$BT,MATCH(\"cb_\"&BG$12,データシート1!$A$1:$BT$1,0),0)","v":{"$error":"#N/A"}},{"$f":"VLOOKUP($BC48&\"_\"&$AZ$7,データシート1!$A:$BT,MATCH(\"cb_\"&BH$12,データシート1!$A$1:$BT$1,0),0)","v":{"$error":"#N/A"}},{"$f":"VLOOKUP($BC48&\"_\"&$AZ$7,データシート1!$A:$BT,MATCH(\"cb_\"&BI$12,データシート1!$A$1:$BT$1,0),0)","v":{"$error":"#N/A"}},{"$f":"VLOOKUP($BC48&\"_\"&$AZ$7,データシート1!$A:$BT,MATCH(\"cb_\"&BJ$12,データシート1!$A$1:$BT$1,0),0)","v":{"$error":"#N/A"}},{"$error":"#N/A"},null,{"v":0,"d":"0 "},"",{"$f":"BE48*VLOOKUP(BO$12,別紙!$B$4:$E$10,MATCH(\"設備利用率\",別紙!$B$4:$E$4,0),0)/100*8760/10^3","v":{"$error":"#N/A"}},{"$f":"BF48*VLOOKUP(BP$12,別紙!$B$4:$E$10,MATCH(\"設備利用率\",別紙!$B$4:$E$4,0),0)/100*8760/10^3","v":{"$error":"#N/A"}},{"$f":"BG48*VLOOKUP(BQ$12,別紙!$B$4:$E$10,MATCH(\"設備利用率\",別紙!$B$4:$E$4,0),0)/100*8760/10^3","v":{"$error":"#N/A"}},{"$f":"BH48*VLOOKUP(BR$12,別紙!$B$4:$E$10,MATCH(\"設備利用率\",別紙!$B$4:$E$4,0),0)/100*8760/10^3","v":{"$error":"#N/A"}},{"$f":"BI48*VLOOKUP(BS$12,別紙!$B$4:$E$10,MATCH(\"設備利用率\",別紙!$B$4:$E$4,0),0)/100*8760/10^3","v":{"$error":"#N/A"}},{"$f":"BJ48*VLOOKUP(BT$12,別紙!$B$4:$E$10,MATCH(\"設備利用率\",別紙!$B$4:$E$4,0),0)/100*8760/10^3","v":{"$error":"#N/A"}},{"$error":"#N/A"},null,{"v":0,"d":"0 "},"",{"$f":"(VLOOKUP($BW48&\"_\"&$AZ$8,データシート1!$A:$BT,MATCH(\"da_製造業\",データシート1!$A$1:$BT$1,0),0)+VLOOKUP($BW48&\"_\"&$AZ$8,データシート1!$A:$BT,MATCH(\"da_建設業・鉱業\",データシート1!$A$1:$BT$1,0),0)+VLOOKUP($BW48&\"_\"&$AZ$8,データシート1!$A:$BT,MATCH(\"da_農林水産業\",データシート1!$A$1:$BT$1,0),0)+VLOOKUP($BW48&\"_\"&$AZ$8,データシート1!$A:$BT,MATCH(\"da_業務\",データシート1!$A$1:$BT$1,0),0)+VLOOKUP($BW48&\"_\"&$AZ$8,データシート1!$A:$BT,MATCH(\"da_家庭\",データシート1!$A$1:$BT$1,0),0)+VLOOKUP($BW48&\"_\"&$AZ$8,データシート1!$A:$BT,MATCH(\"da_鉄道\",データシート1!$A$1:$BT$1,0),0))/10^3","v":{"$error":"#N/A"}},null,{"v":0,"d":"0 "},"",{"$error":"#N/A"},{"$error":"#N/A"},{"$error":"#N/A"},{"$error":"#N/A"},{"$error":"#N/A"},{"$error":"#N/A"},{"$error":"#N/A"},null,0,"",{"$f":"VLOOKUP($CK48&\"_\"&$AZ$7,データシート1!$A:$BT,MATCH(\"ca_太陽光発電（10kW未満）\",データシート1!$A$1:$BT$1,0),0)","v":{"$error":"#N/A"}},{"$f":"VLOOKUP($CK48&\"_\"&$AZ$5,データシート1!$A:$BT,MATCH(\"ab_家庭\",データシート1!$A$1:$BT$1,0),0)","v":{"$error":"#N/A"}},{"$error":"#N/A"}]
[{"$nulls":49},{"$f":"比較地域マスタ!$Y42","v":0},{"$f":"IF(IFERROR(比較地域マスタ!$Z42,\"\")=0,\"\",IFERROR(比較地域マスタ!$Z42,\"\"))","v":""},{"$nulls":3},{"v":0,"d":"0 "},"",{"$f":"VLOOKUP($BC49&\"_\"&$AZ$7,データシート1!$A:$BT,MATCH(\"cb_\"&BE$12,データシート1!$A$1:$BT$1,0),0)","v":{"$error":"#N/A"}},{"$f":"VLOOKUP($BC49&\"_\"&$AZ$7,データシート1!$A:$BT,MATCH(\"cb_\"&BF$12,データシート1!$A$1:$BT$1,0),0)","v":{"$error":"#N/A"}},{"$f":"VLOOKUP($BC49&\"_\"&$AZ$7,データシート1!$A:$BT,MATCH(\"cb_\"&BG$12,データシート1!$A$1:$BT$1,0),0)","v":{"$error":"#N/A"}},{"$f":"VLOOKUP($BC49&\"_\"&$AZ$7,データシート1!$A:$BT,MATCH(\"cb_\"&BH$12,データシート1!$A$1:$BT$1,0),0)","v":{"$error":"#N/A"}},{"$f":"VLOOKUP($BC49&\"_\"&$AZ$7,データシート1!$A:$BT,MATCH(\"cb_\"&BI$12,データシート1!$A$1:$BT$1,0),0)","v":{"$error":"#N/A"}},{"$f":"VLOOKUP($BC49&\"_\"&$AZ$7,データシート1!$A:$BT,MATCH(\"cb_\"&BJ$12,データシート1!$A$1:$BT$1,0),0)","v":{"$error":"#N/A"}},{"$error":"#N/A"},null,{"v":0,"d":"0 "},"",{"$f":"BE49*VLOOKUP(BO$12,別紙!$B$4:$E$10,MATCH(\"設備利用率\",別紙!$B$4:$E$4,0),0)/100*8760/10^3","v":{"$error":"#N/A"}},{"$f":"BF49*VLOOKUP(BP$12,別紙!$B$4:$E$10,MATCH(\"設備利用率\",別紙!$B$4:$E$4,0),0)/100*8760/10^3","v":{"$error":"#N/A"}},{"$f":"BG49*VLOOKUP(BQ$12,別紙!$B$4:$E$10,MATCH(\"設備利用率\",別紙!$B$4:$E$4,0),0)/100*8760/10^3","v":{"$error":"#N/A"}},{"$f":"BH49*VLOOKUP(BR$12,別紙!$B$4:$E$10,MATCH(\"設備利用率\",別紙!$B$4:$E$4,0),0)/100*8760/10^3","v":{"$error":"#N/A"}},{"$f":"BI49*VLOOKUP(BS$12,別紙!$B$4:$E$10,MATCH(\"設備利用率\",別紙!$B$4:$E$4,0),0)/100*8760/10^3","v":{"$error":"#N/A"}},{"$f":"BJ49*VLOOKUP(BT$12,別紙!$B$4:$E$10,MATCH(\"設備利用率\",別紙!$B$4:$E$4,0),0)/100*8760/10^3","v":{"$error":"#N/A"}},{"$error":"#N/A"},null,{"v":0,"d":"0 "},"",{"$f":"(VLOOKUP($BW49&\"_\"&$AZ$8,データシート1!$A:$BT,MATCH(\"da_製造業\",データシート1!$A$1:$BT$1,0),0)+VLOOKUP($BW49&\"_\"&$AZ$8,データシート1!$A:$BT,MATCH(\"da_建設業・鉱業\",データシート1!$A$1:$BT$1,0),0)+VLOOKUP($BW49&\"_\"&$AZ$8,データシート1!$A:$BT,MATCH(\"da_農林水産業\",データシート1!$A$1:$BT$1,0),0)+VLOOKUP($BW49&\"_\"&$AZ$8,データシート1!$A:$BT,MATCH(\"da_業務\",データシート1!$A$1:$BT$1,0),0)+VLOOKUP($BW49&\"_\"&$AZ$8,データシート1!$A:$BT,MATCH(\"da_家庭\",データシート1!$A$1:$BT$1,0),0)+VLOOKUP($BW49&\"_\"&$AZ$8,データシート1!$A:$BT,MATCH(\"da_鉄道\",データシート1!$A$1:$BT$1,0),0))/10^3","v":{"$error":"#N/A"}},null,{"v":0,"d":"0 "},"",{"$error":"#N/A"},{"$error":"#N/A"},{"$error":"#N/A"},{"$error":"#N/A"},{"$error":"#N/A"},{"$error":"#N/A"},{"$error":"#N/A"},null,0,"",{"$f":"VLOOKUP($CK49&\"_\"&$AZ$7,データシート1!$A:$BT,MATCH(\"ca_太陽光発電（10kW未満）\",データシート1!$A$1:$BT$1,0),0)","v":{"$error":"#N/A"}},{"$f":"VLOOKUP($CK49&\"_\"&$AZ$5,データシート1!$A:$BT,MATCH(\"ab_家庭\",データシート1!$A$1:$BT$1,0),0)","v":{"$error":"#N/A"}},{"$error":"#N/A"}]
[{"$nulls":49},{"$f":"比較地域マスタ!$Y43","v":0},{"$f":"IF(IFERROR(比較地域マスタ!$Z43,\"\")=0,\"\",IFERROR(比較地域マスタ!$Z43,\"\"))","v":""},{"$nulls":3},{"v":0,"d":"0 "},"",{"$f":"VLOOKUP($BC50&\"_\"&$AZ$7,データシート1!$A:$BT,MATCH(\"cb_\"&BE$12,データシート1!$A$1:$BT$1,0),0)","v":{"$error":"#N/A"}},{"$f":"VLOOKUP($BC50&\"_\"&$AZ$7,データシート1!$A:$BT,MATCH(\"cb_\"&BF$12,データシート1!$A$1:$BT$1,0),0)","v":{"$error":"#N/A"}},{"$f":"VLOOKUP($BC50&\"_\"&$AZ$7,データシート1!$A:$BT,MATCH(\"cb_\"&BG$12,データシート1!$A$1:$BT$1,0),0)","v":{"$error":"#N/A"}},{"$f":"VLOOKUP($BC50&\"_\"&$AZ$7,データシート1!$A:$BT,MATCH(\"cb_\"&BH$12,データシート1!$A$1:$BT$1,0),0)","v":{"$error":"#N/A"}},{"$f":"VLOOKUP($BC50&\"_\"&$AZ$7,データシート1!$A:$BT,MATCH(\"cb_\"&BI$12,データシート1!$A$1:$BT$1,0),0)","v":{"$error":"#N/A"}},{"$f":"VLOOKUP($BC50&\"_\"&$AZ$7,データシート1!$A:$BT,MATCH(\"cb_\"&BJ$12,データシート1!$A$1:$BT$1,0),0)","v":{"$error":"#N/A"}},{"$error":"#N/A"},null,{"v":0,"d":"0 "},"",{"$f":"BE50*VLOOKUP(BO$12,別紙!$B$4:$E$10,MATCH(\"設備利用率\",別紙!$B$4:$E$4,0),0)/100*8760/10^3","v":{"$error":"#N/A"}},{"$f":"BF50*VLOOKUP(BP$12,別紙!$B$4:$E$10,MATCH(\"設備利用率\",別紙!$B$4:$E$4,0),0)/100*8760/10^3","v":{"$error":"#N/A"}},{"$f":"BG50*VLOOKUP(BQ$12,別紙!$B$4:$E$10,MATCH(\"設備利用率\",別紙!$B$4:$E$4,0),0)/100*8760/10^3","v":{"$error":"#N/A"}},{"$f":"BH50*VLOOKUP(BR$12,別紙!$B$4:$E$10,MATCH(\"設備利用率\",別紙!$B$4:$E$4,0),0)/100*8760/10^3","v":{"$error":"#N/A"}},{"$f":"BI50*VLOOKUP(BS$12,別紙!$B$4:$E$10,MATCH(\"設備利用率\",別紙!$B$4:$E$4,0),0)/100*8760/10^3","v":{"$error":"#N/A"}},{"$f":"BJ50*VLOOKUP(BT$12,別紙!$B$4:$E$10,MATCH(\"設備利用率\",別紙!$B$4:$E$4,0),0)/100*8760/10^3","v":{"$error":"#N/A"}},{"$error":"#N/A"},null,{"v":0,"d":"0 "},"",{"$f":"(VLOOKUP($BW50&\"_\"&$AZ$8,データシート1!$A:$BT,MATCH(\"da_製造業\",データシート1!$A$1:$BT$1,0),0)+VLOOKUP($BW50&\"_\"&$AZ$8,データシート1!$A:$BT,MATCH(\"da_建設業・鉱業\",データシート1!$A$1:$BT$1,0),0)+VLOOKUP($BW50&\"_\"&$AZ$8,データシート1!$A:$BT,MATCH(\"da_農林水産業\",データシート1!$A$1:$BT$1,0),0)+VLOOKUP($BW50&\"_\"&$AZ$8,データシート1!$A:$BT,MATCH(\"da_業務\",データシート1!$A$1:$BT$1,0),0)+VLOOKUP($BW50&\"_\"&$AZ$8,データシート1!$A:$BT,MATCH(\"da_家庭\",データシート1!$A$1:$BT$1,0),0)+VLOOKUP($BW50&\"_\"&$AZ$8,データシート1!$A:$BT,MATCH(\"da_鉄道\",データシート1!$A$1:$BT$1,0),0))/10^3","v":{"$error":"#N/A"}},null,{"v":0,"d":"0 "},"",{"$error":"#N/A"},{"$error":"#N/A"},{"$error":"#N/A"},{"$error":"#N/A"},{"$error":"#N/A"},{"$error":"#N/A"},{"$error":"#N/A"},null,0,"",{"$f":"VLOOKUP($CK50&\"_\"&$AZ$7,データシート1!$A:$BT,MATCH(\"ca_太陽光発電（10kW未満）\",データシート1!$A$1:$BT$1,0),0)","v":{"$error":"#N/A"}},{"$f":"VLOOKUP($CK50&\"_\"&$AZ$5,データシート1!$A:$BT,MATCH(\"ab_家庭\",データシート1!$A$1:$BT$1,0),0)","v":{"$error":"#N/A"}},{"$error":"#N/A"}]
[{"$nulls":49},{"$f":"比較地域マスタ!$Y44","v":0},{"$f":"IF(IFERROR(比較地域マスタ!$Z44,\"\")=0,\"\",IFERROR(比較地域マスタ!$Z44,\"\"))","v":""},{"$nulls":3},{"v":0,"d":"0 "},"",{"$f":"VLOOKUP($BC51&\"_\"&$AZ$7,データシート1!$A:$BT,MATCH(\"cb_\"&BE$12,データシート1!$A$1:$BT$1,0),0)","v":{"$error":"#N/A"}},{"$f":"VLOOKUP($BC51&\"_\"&$AZ$7,データシート1!$A:$BT,MATCH(\"cb_\"&BF$12,データシート1!$A$1:$BT$1,0),0)","v":{"$error":"#N/A"}},{"$f":"VLOOKUP($BC51&\"_\"&$AZ$7,データシート1!$A:$BT,MATCH(\"cb_\"&BG$12,データシート1!$A$1:$BT$1,0),0)","v":{"$error":"#N/A"}},{"$f":"VLOOKUP($BC51&\"_\"&$AZ$7,データシート1!$A:$BT,MATCH(\"cb_\"&BH$12,データシート1!$A$1:$BT$1,0),0)","v":{"$error":"#N/A"}},{"$f":"VLOOKUP($BC51&\"_\"&$AZ$7,データシート1!$A:$BT,MATCH(\"cb_\"&BI$12,データシート1!$A$1:$BT$1,0),0)","v":{"$error":"#N/A"}},{"$f":"VLOOKUP($BC51&\"_\"&$AZ$7,データシート1!$A:$BT,MATCH(\"cb_\"&BJ$12,データシート1!$A$1:$BT$1,0),0)","v":{"$error":"#N/A"}},{"$error":"#N/A"},null,{"v":0,"d":"0 "},"",{"$f":"BE51*VLOOKUP(BO$12,別紙!$B$4:$E$10,MATCH(\"設備利用率\",別紙!$B$4:$E$4,0),0)/100*8760/10^3","v":{"$error":"#N/A"}},{"$f":"BF51*VLOOKUP(BP$12,別紙!$B$4:$E$10,MATCH(\"設備利用率\",別紙!$B$4:$E$4,0),0)/100*8760/10^3","v":{"$error":"#N/A"}},{"$f":"BG51*VLOOKUP(BQ$12,別紙!$B$4:$E$10,MATCH(\"設備利用率\",別紙!$B$4:$E$4,0),0)/100*8760/10^3","v":{"$error":"#N/A"}},{"$f":"BH51*VLOOKUP(BR$12,別紙!$B$4:$E$10,MATCH(\"設備利用率\",別紙!$B$4:$E$4,0),0)/100*8760/10^3","v":{"$error":"#N/A"}},{"$f":"BI51*VLOOKUP(BS$12,別紙!$B$4:$E$10,MATCH(\"設備利用率\",別紙!$B$4:$E$4,0),0)/100*8760/10^3","v":{"$error":"#N/A"}},{"$f":"BJ51*VLOOKUP(BT$12,別紙!$B$4:$E$10,MATCH(\"設備利用率\",別紙!$B$4:$E$4,0),0)/100*8760/10^3","v":{"$error":"#N/A"}},{"$error":"#N/A"},null,{"v":0,"d":"0 "},"",{"$f":"(VLOOKUP($BW51&\"_\"&$AZ$8,データシート1!$A:$BT,MATCH(\"da_製造業\",データシート1!$A$1:$BT$1,0),0)+VLOOKUP($BW51&\"_\"&$AZ$8,データシート1!$A:$BT,MATCH(\"da_建設業・鉱業\",データシート1!$A$1:$BT$1,0),0)+VLOOKUP($BW51&\"_\"&$AZ$8,データシート1!$A:$BT,MATCH(\"da_農林水産業\",データシート1!$A$1:$BT$1,0),0)+VLOOKUP($BW51&\"_\"&$AZ$8,データシート1!$A:$BT,MATCH(\"da_業務\",データシート1!$A$1:$BT$1,0),0)+VLOOKUP($BW51&\"_\"&$AZ$8,データシート1!$A:$BT,MATCH(\"da_家庭\",データシート1!$A$1:$BT$1,0),0)+VLOOKUP($BW51&\"_\"&$AZ$8,データシート1!$A:$BT,MATCH(\"da_鉄道\",データシート1!$A$1:$BT$1,0),0))/10^3","v":{"$error":"#N/A"}},null,{"v":0,"d":"0 "},"",{"$error":"#N/A"},{"$error":"#N/A"},{"$error":"#N/A"},{"$error":"#N/A"},{"$error":"#N/A"},{"$error":"#N/A"},{"$error":"#N/A"},null,0,"",{"$f":"VLOOKUP($CK51&\"_\"&$AZ$7,データシート1!$A:$BT,MATCH(\"ca_太陽光発電（10kW未満）\",データシート1!$A$1:$BT$1,0),0)","v":{"$error":"#N/A"}},{"$f":"VLOOKUP($CK51&\"_\"&$AZ$5,データシート1!$A:$BT,MATCH(\"ab_家庭\",データシート1!$A$1:$BT$1,0),0)","v":{"$error":"#N/A"}},{"$error":"#N/A"}]
[{"$nulls":49},{"$f":"比較地域マスタ!$Y45","v":0},{"$f":"IF(IFERROR(比較地域マスタ!$Z45,\"\")=0,\"\",IFERROR(比較地域マスタ!$Z45,\"\"))","v":""},{"$nulls":3},{"v":0,"d":"0 "},"",{"$f":"VLOOKUP($BC52&\"_\"&$AZ$7,データシート1!$A:$BT,MATCH(\"cb_\"&BE$12,データシート1!$A$1:$BT$1,0),0)","v":{"$error":"#N/A"}},{"$f":"VLOOKUP($BC52&\"_\"&$AZ$7,データシート1!$A:$BT,MATCH(\"cb_\"&BF$12,データシート1!$A$1:$BT$1,0),0)","v":{"$error":"#N/A"}},{"$f":"VLOOKUP($BC52&\"_\"&$AZ$7,データシート1!$A:$BT,MATCH(\"cb_\"&BG$12,データシート1!$A$1:$BT$1,0),0)","v":{"$error":"#N/A"}},{"$f":"VLOOKUP($BC52&\"_\"&$AZ$7,データシート1!$A:$BT,MATCH(\"cb_\"&BH$12,データシート1!$A$1:$BT$1,0),0)","v":{"$error":"#N/A"}},{"$f":"VLOOKUP($BC52&\"_\"&$AZ$7,データシート1!$A:$BT,MATCH(\"cb_\"&BI$12,データシート1!$A$1:$BT$1,0),0)","v":{"$error":"#N/A"}},{"$f":"VLOOKUP($BC52&\"_\"&$AZ$7,データシート1!$A:$BT,MATCH(\"cb_\"&BJ$12,データシート1!$A$1:$BT$1,0),0)","v":{"$error":"#N/A"}},{"$error":"#N/A"},null,{"v":0,"d":"0 "},"",{"$f":"BE52*VLOOKUP(BO$12,別紙!$B$4:$E$10,MATCH(\"設備利用率\",別紙!$B$4:$E$4,0),0)/100*8760/10^3","v":{"$error":"#N/A"}},{"$f":"BF52*VLOOKUP(BP$12,別紙!$B$4:$E$10,MATCH(\"設備利用率\",別紙!$B$4:$E$4,0),0)/100*8760/10^3","v":{"$error":"#N/A"}},{"$f":"BG52*VLOOKUP(BQ$12,別紙!$B$4:$E$10,MATCH(\"設備利用率\",別紙!$B$4:$E$4,0),0)/100*8760/10^3","v":{"$error":"#N/A"}},{"$f":"BH52*VLOOKUP(BR$12,別紙!$B$4:$E$10,MATCH(\"設備利用率\",別紙!$B$4:$E$4,0),0)/100*8760/10^3","v":{"$error":"#N/A"}},{"$f":"BI52*VLOOKUP(BS$12,別紙!$B$4:$E$10,MATCH(\"設備利用率\",別紙!$B$4:$E$4,0),0)/100*8760/10^3","v":{"$error":"#N/A"}},{"$f":"BJ52*VLOOKUP(BT$12,別紙!$B$4:$E$10,MATCH(\"設備利用率\",別紙!$B$4:$E$4,0),0)/100*8760/10^3","v":{"$error":"#N/A"}},{"$error":"#N/A"},null,{"v":0,"d":"0 "},"",{"$f":"(VLOOKUP($BW52&\"_\"&$AZ$8,データシート1!$A:$BT,MATCH(\"da_製造業\",データシート1!$A$1:$BT$1,0),0)+VLOOKUP($BW52&\"_\"&$AZ$8,データシート1!$A:$BT,MATCH(\"da_建設業・鉱業\",データシート1!$A$1:$BT$1,0),0)+VLOOKUP($BW52&\"_\"&$AZ$8,データシート1!$A:$BT,MATCH(\"da_農林水産業\",データシート1!$A$1:$BT$1,0),0)+VLOOKUP($BW52&\"_\"&$AZ$8,データシート1!$A:$BT,MATCH(\"da_業務\",データシート1!$A$1:$BT$1,0),0)+VLOOKUP($BW52&\"_\"&$AZ$8,データシート1!$A:$BT,MATCH(\"da_家庭\",データシート1!$A$1:$BT$1,0),0)+VLOOKUP($BW52&\"_\"&$AZ$8,データシート1!$A:$BT,MATCH(\"da_鉄道\",データシート1!$A$1:$BT$1,0),0))/10^3","v":{"$error":"#N/A"}},null,{"v":0,"d":"0 "},"",{"$error":"#N/A"},{"$error":"#N/A"},{"$error":"#N/A"},{"$error":"#N/A"},{"$error":"#N/A"},{"$error":"#N/A"},{"$error":"#N/A"},null,0,"",{"$f":"VLOOKUP($CK52&\"_\"&$AZ$7,データシート1!$A:$BT,MATCH(\"ca_太陽光発電（10kW未満）\",データシート1!$A$1:$BT$1,0),0)","v":{"$error":"#N/A"}},{"$f":"VLOOKUP($CK52&\"_\"&$AZ$5,データシート1!$A:$BT,MATCH(\"ab_家庭\",データシート1!$A$1:$BT$1,0),0)","v":{"$error":"#N/A"}},{"$error":"#N/A"}]
[{"$nulls":49},{"$f":"比較地域マスタ!$Y46","v":0},{"$f":"IF(IFERROR(比較地域マスタ!$Z46,\"\")=0,\"\",IFERROR(比較地域マスタ!$Z46,\"\"))","v":""},{"$nulls":3},{"v":0,"d":"0 "},"",{"$f":"VLOOKUP($BC53&\"_\"&$AZ$7,データシート1!$A:$BT,MATCH(\"cb_\"&BE$12,データシート1!$A$1:$BT$1,0),0)","v":{"$error":"#N/A"}},{"$f":"VLOOKUP($BC53&\"_\"&$AZ$7,データシート1!$A:$BT,MATCH(\"cb_\"&BF$12,データシート1!$A$1:$BT$1,0),0)","v":{"$error":"#N/A"}},{"$f":"VLOOKUP($BC53&\"_\"&$AZ$7,データシート1!$A:$BT,MATCH(\"cb_\"&BG$12,データシート1!$A$1:$BT$1,0),0)","v":{"$error":"#N/A"}},{"$f":"VLOOKUP($BC53&\"_\"&$AZ$7,データシート1!$A:$BT,MATCH(\"cb_\"&BH$12,データシート1!$A$1:$BT$1,0),0)","v":{"$error":"#N/A"}},{"$f":"VLOOKUP($BC53&\"_\"&$AZ$7,データシート1!$A:$BT,MATCH(\"cb_\"&BI$12,データシート1!$A$1:$BT$1,0),0)","v":{"$error":"#N/A"}},{"$f":"VLOOKUP($BC53&\"_\"&$AZ$7,データシート1!$A:$BT,MATCH(\"cb_\"&BJ$12,データシート1!$A$1:$BT$1,0),0)","v":{"$error":"#N/A"}},{"$error":"#N/A"},null,{"v":0,"d":"0 "},"",{"$f":"BE53*VLOOKUP(BO$12,別紙!$B$4:$E$10,MATCH(\"設備利用率\",別紙!$B$4:$E$4,0),0)/100*8760/10^3","v":{"$error":"#N/A"}},{"$f":"BF53*VLOOKUP(BP$12,別紙!$B$4:$E$10,MATCH(\"設備利用率\",別紙!$B$4:$E$4,0),0)/100*8760/10^3","v":{"$error":"#N/A"}},{"$f":"BG53*VLOOKUP(BQ$12,別紙!$B$4:$E$10,MATCH(\"設備利用率\",別紙!$B$4:$E$4,0),0)/100*8760/10^3","v":{"$error":"#N/A"}},{"$f":"BH53*VLOOKUP(BR$12,別紙!$B$4:$E$10,MATCH(\"設備利用率\",別紙!$B$4:$E$4,0),0)/100*8760/10^3","v":{"$error":"#N/A"}},{"$f":"BI53*VLOOKUP(BS$12,別紙!$B$4:$E$10,MATCH(\"設備利用率\",別紙!$B$4:$E$4,0),0)/100*8760/10^3","v":{"$error":"#N/A"}},{"$f":"BJ53*VLOOKUP(BT$12,別紙!$B$4:$E$10,MATCH(\"設備利用率\",別紙!$B$4:$E$4,0),0)/100*8760/10^3","v":{"$error":"#N/A"}},{"$error":"#N/A"},null,{"v":0,"d":"0 "},"",{"$f":"(VLOOKUP($BW53&\"_\"&$AZ$8,データシート1!$A:$BT,MATCH(\"da_製造業\",データシート1!$A$1:$BT$1,0),0)+VLOOKUP($BW53&\"_\"&$AZ$8,データシート1!$A:$BT,MATCH(\"da_建設業・鉱業\",データシート1!$A$1:$BT$1,0),0)+VLOOKUP($BW53&\"_\"&$AZ$8,データシート1!$A:$BT,MATCH(\"da_農林水産業\",データシート1!$A$1:$BT$1,0),0)+VLOOKUP($BW53&\"_\"&$AZ$8,データシート1!$A:$BT,MATCH(\"da_業務\",データシート1!$A$1:$BT$1,0),0)+VLOOKUP($BW53&\"_\"&$AZ$8,データシート1!$A:$BT,MATCH(\"da_家庭\",データシート1!$A$1:$BT$1,0),0)+VLOOKUP($BW53&\"_\"&$AZ$8,データシート1!$A:$BT,MATCH(\"da_鉄道\",データシート1!$A$1:$BT$1,0),0))/10^3","v":{"$error":"#N/A"}},null,{"v":0,"d":"0 "},"",{"$error":"#N/A"},{"$error":"#N/A"},{"$error":"#N/A"},{"$error":"#N/A"},{"$error":"#N/A"},{"$error":"#N/A"},{"$error":"#N/A"},null,0,"",{"$f":"VLOOKUP($CK53&\"_\"&$AZ$7,データシート1!$A:$BT,MATCH(\"ca_太陽光発電（10kW未満）\",データシート1!$A$1:$BT$1,0),0)","v":{"$error":"#N/A"}},{"$f":"VLOOKUP($CK53&\"_\"&$AZ$5,データシート1!$A:$BT,MATCH(\"ab_家庭\",データシート1!$A$1:$BT$1,0),0)","v":{"$error":"#N/A"}},{"$error":"#N/A"}]
[{"$nulls":49},{"$f":"比較地域マスタ!$Y47","v":0},{"$f":"IF(IFERROR(比較地域マスタ!$Z47,\"\")=0,\"\",IFERROR(比較地域マスタ!$Z47,\"\"))","v":""},{"$nulls":3},{"v":0,"d":"0 "},"",{"$f":"VLOOKUP($BC54&\"_\"&$AZ$7,データシート1!$A:$BT,MATCH(\"cb_\"&BE$12,データシート1!$A$1:$BT$1,0),0)","v":{"$error":"#N/A"}},{"$f":"VLOOKUP($BC54&\"_\"&$AZ$7,データシート1!$A:$BT,MATCH(\"cb_\"&BF$12,データシート1!$A$1:$BT$1,0),0)","v":{"$error":"#N/A"}},{"$f":"VLOOKUP($BC54&\"_\"&$AZ$7,データシート1!$A:$BT,MATCH(\"cb_\"&BG$12,データシート1!$A$1:$BT$1,0),0)","v":{"$error":"#N/A"}},{"$f":"VLOOKUP($BC54&\"_\"&$AZ$7,データシート1!$A:$BT,MATCH(\"cb_\"&BH$12,データシート1!$A$1:$BT$1,0),0)","v":{"$error":"#N/A"}},{"$f":"VLOOKUP($BC54&\"_\"&$AZ$7,データシート1!$A:$BT,MATCH(\"cb_\"&BI$12,データシート1!$A$1:$BT$1,0),0)","v":{"$error":"#N/A"}},{"$f":"VLOOKUP($BC54&\"_\"&$AZ$7,データシート1!$A:$BT,MATCH(\"cb_\"&BJ$12,データシート1!$A$1:$BT$1,0),0)","v":{"$error":"#N/A"}},{"$error":"#N/A"},null,{"v":0,"d":"0 "},"",{"$f":"BE54*VLOOKUP(BO$12,別紙!$B$4:$E$10,MATCH(\"設備利用率\",別紙!$B$4:$E$4,0),0)/100*8760/10^3","v":{"$error":"#N/A"}},{"$f":"BF54*VLOOKUP(BP$12,別紙!$B$4:$E$10,MATCH(\"設備利用率\",別紙!$B$4:$E$4,0),0)/100*8760/10^3","v":{"$error":"#N/A"}},{"$f":"BG54*VLOOKUP(BQ$12,別紙!$B$4:$E$10,MATCH(\"設備利用率\",別紙!$B$4:$E$4,0),0)/100*8760/10^3","v":{"$error":"#N/A"}},{"$f":"BH54*VLOOKUP(BR$12,別紙!$B$4:$E$10,MATCH(\"設備利用率\",別紙!$B$4:$E$4,0),0)/100*8760/10^3","v":{"$error":"#N/A"}},{"$f":"BI54*VLOOKUP(BS$12,別紙!$B$4:$E$10,MATCH(\"設備利用率\",別紙!$B$4:$E$4,0),0)/100*8760/10^3","v":{"$error":"#N/A"}},{"$f":"BJ54*VLOOKUP(BT$12,別紙!$B$4:$E$10,MATCH(\"設備利用率\",別紙!$B$4:$E$4,0),0)/100*8760/10^3","v":{"$error":"#N/A"}},{"$error":"#N/A"},null,{"v":0,"d":"0 "},"",{"$f":"(VLOOKUP($BW54&\"_\"&$AZ$8,データシート1!$A:$BT,MATCH(\"da_製造業\",データシート1!$A$1:$BT$1,0),0)+VLOOKUP($BW54&\"_\"&$AZ$8,データシート1!$A:$BT,MATCH(\"da_建設業・鉱業\",データシート1!$A$1:$BT$1,0),0)+VLOOKUP($BW54&\"_\"&$AZ$8,データシート1!$A:$BT,MATCH(\"da_農林水産業\",データシート1!$A$1:$BT$1,0),0)+VLOOKUP($BW54&\"_\"&$AZ$8,データシート1!$A:$BT,MATCH(\"da_業務\",データシート1!$A$1:$BT$1,0),0)+VLOOKUP($BW54&\"_\"&$AZ$8,データシート1!$A:$BT,MATCH(\"da_家庭\",データシート1!$A$1:$BT$1,0),0)+VLOOKUP($BW54&\"_\"&$AZ$8,データシート1!$A:$BT,MATCH(\"da_鉄道\",データシート1!$A$1:$BT$1,0),0))/10^3","v":{"$error":"#N/A"}},null,{"v":0,"d":"0 "},"",{"$error":"#N/A"},{"$error":"#N/A"},{"$error":"#N/A"},{"$error":"#N/A"},{"$error":"#N/A"},{"$error":"#N/A"},{"$error":"#N/A"},null,0,"",{"$f":"VLOOKUP($CK54&\"_\"&$AZ$7,データシート1!$A:$BT,MATCH(\"ca_太陽光発電（10kW未満）\",データシート1!$A$1:$BT$1,0),0)","v":{"$error":"#N/A"}},{"$f":"VLOOKUP($CK54&\"_\"&$AZ$5,データシート1!$A:$BT,MATCH(\"ab_家庭\",データシート1!$A$1:$BT$1,0),0)","v":{"$error":"#N/A"}},{"$error":"#N/A"}]
[{"$nulls":49},{"$f":"比較地域マスタ!$Y48","v":0},{"$f":"IF(IFERROR(比較地域マスタ!$Z48,\"\")=0,\"\",IFERROR(比較地域マスタ!$Z48,\"\"))","v":""},{"$nulls":3},{"v":0,"d":"0 "},"",{"$f":"VLOOKUP($BC55&\"_\"&$AZ$7,データシート1!$A:$BT,MATCH(\"cb_\"&BE$12,データシート1!$A$1:$BT$1,0),0)","v":{"$error":"#N/A"}},{"$f":"VLOOKUP($BC55&\"_\"&$AZ$7,データシート1!$A:$BT,MATCH(\"cb_\"&BF$12,データシート1!$A$1:$BT$1,0),0)","v":{"$error":"#N/A"}},{"$f":"VLOOKUP($BC55&\"_\"&$AZ$7,データシート1!$A:$BT,MATCH(\"cb_\"&BG$12,データシート1!$A$1:$BT$1,0),0)","v":{"$error":"#N/A"}},{"$f":"VLOOKUP($BC55&\"_\"&$AZ$7,データシート1!$A:$BT,MATCH(\"cb_\"&BH$12,データシート1!$A$1:$BT$1,0),0)","v":{"$error":"#N/A"}},{"$f":"VLOOKUP($BC55&\"_\"&$AZ$7,データシート1!$A:$BT,MATCH(\"cb_\"&BI$12,データシート1!$A$1:$BT$1,0),0)","v":{"$error":"#N/A"}},{"$f":"VLOOKUP($BC55&\"_\"&$AZ$7,データシート1!$A:$BT,MATCH(\"cb_\"&BJ$12,データシート1!$A$1:$BT$1,0),0)","v":{"$error":"#N/A"}},{"$error":"#N/A"},null,{"v":0,"d":"0 "},"",{"$f":"BE55*VLOOKUP(BO$12,別紙!$B$4:$E$10,MATCH(\"設備利用率\",別紙!$B$4:$E$4,0),0)/100*8760/10^3","v":{"$error":"#N/A"}},{"$f":"BF55*VLOOKUP(BP$12,別紙!$B$4:$E$10,MATCH(\"設備利用率\",別紙!$B$4:$E$4,0),0)/100*8760/10^3","v":{"$error":"#N/A"}},{"$f":"BG55*VLOOKUP(BQ$12,別紙!$B$4:$E$10,MATCH(\"設備利用率\",別紙!$B$4:$E$4,0),0)/100*8760/10^3","v":{"$error":"#N/A"}},{"$f":"BH55*VLOOKUP(BR$12,別紙!$B$4:$E$10,MATCH(\"設備利用率\",別紙!$B$4:$E$4,0),0)/100*8760/10^3","v":{"$error":"#N/A"}},{"$f":"BI55*VLOOKUP(BS$12,別紙!$B$4:$E$10,MATCH(\"設備利用率\",別紙!$B$4:$E$4,0),0)/100*8760/10^3","v":{"$error":"#N/A"}},{"$f":"BJ55*VLOOKUP(BT$12,別紙!$B$4:$E$10,MATCH(\"設備利用率\",別紙!$B$4:$E$4,0),0)/100*8760/10^3","v":{"$error":"#N/A"}},{"$error":"#N/A"},null,{"v":0,"d":"0 "},"",{"$f":"(VLOOKUP($BW55&\"_\"&$AZ$8,データシート1!$A:$BT,MATCH(\"da_製造業\",データシート1!$A$1:$BT$1,0),0)+VLOOKUP($BW55&\"_\"&$AZ$8,データシート1!$A:$BT,MATCH(\"da_建設業・鉱業\",データシート1!$A$1:$BT$1,0),0)+VLOOKUP($BW55&\"_\"&$AZ$8,データシート1!$A:$BT,MATCH(\"da_農林水産業\",データシート1!$A$1:$BT$1,0),0)+VLOOKUP($BW55&\"_\"&$AZ$8,データシート1!$A:$BT,MATCH(\"da_業務\",データシート1!$A$1:$BT$1,0),0)+VLOOKUP($BW55&\"_\"&$AZ$8,データシート1!$A:$BT,MATCH(\"da_家庭\",データシート1!$A$1:$BT$1,0),0)+VLOOKUP($BW55&\"_\"&$AZ$8,データシート1!$A:$BT,MATCH(\"da_鉄道\",データシート1!$A$1:$BT$1,0),0))/10^3","v":{"$error":"#N/A"}},null,{"v":0,"d":"0 "},"",{"$error":"#N/A"},{"$error":"#N/A"},{"$error":"#N/A"},{"$error":"#N/A"},{"$error":"#N/A"},{"$error":"#N/A"},{"$error":"#N/A"},null,0,"",{"$f":"VLOOKUP($CK55&\"_\"&$AZ$7,データシート1!$A:$BT,MATCH(\"ca_太陽光発電（10kW未満）\",データシート1!$A$1:$BT$1,0),0)","v":{"$error":"#N/A"}},{"$f":"VLOOKUP($CK55&\"_\"&$AZ$5,データシート1!$A:$BT,MATCH(\"ab_家庭\",データシート1!$A$1:$BT$1,0),0)","v":{"$error":"#N/A"}},{"$error":"#N/A"}]
[{"$nulls":49},{"$f":"比較地域マスタ!$Y49","v":0},{"$f":"IF(IFERROR(比較地域マスタ!$Z49,\"\")=0,\"\",IFERROR(比較地域マスタ!$Z49,\"\"))","v":""},{"$nulls":3},{"v":0,"d":"0 "},"",{"$f":"VLOOKUP($BC56&\"_\"&$AZ$7,データシート1!$A:$BT,MATCH(\"cb_\"&BE$12,データシート1!$A$1:$BT$1,0),0)","v":{"$error":"#N/A"}},{"$f":"VLOOKUP($BC56&\"_\"&$AZ$7,データシート1!$A:$BT,MATCH(\"cb_\"&BF$12,データシート1!$A$1:$BT$1,0),0)","v":{"$error":"#N/A"}},{"$f":"VLOOKUP($BC56&\"_\"&$AZ$7,データシート1!$A:$BT,MATCH(\"cb_\"&BG$12,データシート1!$A$1:$BT$1,0),0)","v":{"$error":"#N/A"}},{"$f":"VLOOKUP($BC56&\"_\"&$AZ$7,データシート1!$A:$BT,MATCH(\"cb_\"&BH$12,データシート1!$A$1:$BT$1,0),0)","v":{"$error":"#N/A"}},{"$f":"VLOOKUP($BC56&\"_\"&$AZ$7,データシート1!$A:$BT,MATCH(\"cb_\"&BI$12,データシート1!$A$1:$BT$1,0),0)","v":{"$error":"#N/A"}},{"$f":"VLOOKUP($BC56&\"_\"&$AZ$7,データシート1!$A:$BT,MATCH(\"cb_\"&BJ$12,データシート1!$A$1:$BT$1,0),0)","v":{"$error":"#N/A"}},{"$error":"#N/A"},null,{"v":0,"d":"0 "},"",{"$f":"BE56*VLOOKUP(BO$12,別紙!$B$4:$E$10,MATCH(\"設備利用率\",別紙!$B$4:$E$4,0),0)/100*8760/10^3","v":{"$error":"#N/A"}},{"$f":"BF56*VLOOKUP(BP$12,別紙!$B$4:$E$10,MATCH(\"設備利用率\",別紙!$B$4:$E$4,0),0)/100*8760/10^3","v":{"$error":"#N/A"}},{"$f":"BG56*VLOOKUP(BQ$12,別紙!$B$4:$E$10,MATCH(\"設備利用率\",別紙!$B$4:$E$4,0),0)/100*8760/10^3","v":{"$error":"#N/A"}},{"$f":"BH56*VLOOKUP(BR$12,別紙!$B$4:$E$10,MATCH(\"設備利用率\",別紙!$B$4:$E$4,0),0)/100*8760/10^3","v":{"$error":"#N/A"}},{"$f":"BI56*VLOOKUP(BS$12,別紙!$B$4:$E$10,MATCH(\"設備利用率\",別紙!$B$4:$E$4,0),0)/100*8760/10^3","v":{"$error":"#N/A"}},{"$f":"BJ56*VLOOKUP(BT$12,別紙!$B$4:$E$10,MATCH(\"設備利用率\",別紙!$B$4:$E$4,0),0)/100*8760/10^3","v":{"$error":"#N/A"}},{"$error":"#N/A"},null,{"v":0,"d":"0 "},"",{"$f":"(VLOOKUP($BW56&\"_\"&$AZ$8,データシート1!$A:$BT,MATCH(\"da_製造業\",データシート1!$A$1:$BT$1,0),0)+VLOOKUP($BW56&\"_\"&$AZ$8,データシート1!$A:$BT,MATCH(\"da_建設業・鉱業\",データシート1!$A$1:$BT$1,0),0)+VLOOKUP($BW56&\"_\"&$AZ$8,データシート1!$A:$BT,MATCH(\"da_農林水産業\",データシート1!$A$1:$BT$1,0),0)+VLOOKUP($BW56&\"_\"&$AZ$8,データシート1!$A:$BT,MATCH(\"da_業務\",データシート1!$A$1:$BT$1,0),0)+VLOOKUP($BW56&\"_\"&$AZ$8,データシート1!$A:$BT,MATCH(\"da_家庭\",データシート1!$A$1:$BT$1,0),0)+VLOOKUP($BW56&\"_\"&$AZ$8,データシート1!$A:$BT,MATCH(\"da_鉄道\",データシート1!$A$1:$BT$1,0),0))/10^3","v":{"$error":"#N/A"}},null,{"v":0,"d":"0 "},"",{"$error":"#N/A"},{"$error":"#N/A"},{"$error":"#N/A"},{"$error":"#N/A"},{"$error":"#N/A"},{"$error":"#N/A"},{"$error":"#N/A"},null,0,"",{"$f":"VLOOKUP($CK56&\"_\"&$AZ$7,データシート1!$A:$BT,MATCH(\"ca_太陽光発電（10kW未満）\",データシート1!$A$1:$BT$1,0),0)","v":{"$error":"#N/A"}},{"$f":"VLOOKUP($CK56&\"_\"&$AZ$5,データシート1!$A:$BT,MATCH(\"ab_家庭\",データシート1!$A$1:$BT$1,0),0)","v":{"$error":"#N/A"}},{"$error":"#N/A"}]
[{"$nulls":49},{"$f":"比較地域マスタ!$Y50","v":0},{"$f":"IF(IFERROR(比較地域マスタ!$Z50,\"\")=0,\"\",IFERROR(比較地域マスタ!$Z50,\"\"))","v":""},{"$nulls":3},{"v":0,"d":"0 "},"",{"$f":"VLOOKUP($BC57&\"_\"&$AZ$7,データシート1!$A:$BT,MATCH(\"cb_\"&BE$12,データシート1!$A$1:$BT$1,0),0)","v":{"$error":"#N/A"}},{"$f":"VLOOKUP($BC57&\"_\"&$AZ$7,データシート1!$A:$BT,MATCH(\"cb_\"&BF$12,データシート1!$A$1:$BT$1,0),0)","v":{"$error":"#N/A"}},{"$f":"VLOOKUP($BC57&\"_\"&$AZ$7,データシート1!$A:$BT,MATCH(\"cb_\"&BG$12,データシート1!$A$1:$BT$1,0),0)","v":{"$error":"#N/A"}},{"$f":"VLOOKUP($BC57&\"_\"&$AZ$7,データシート1!$A:$BT,MATCH(\"cb_\"&BH$12,データシート1!$A$1:$BT$1,0),0)","v":{"$error":"#N/A"}},{"$f":"VLOOKUP($BC57&\"_\"&$AZ$7,データシート1!$A:$BT,MATCH(\"cb_\"&BI$12,データシート1!$A$1:$BT$1,0),0)","v":{"$error":"#N/A"}},{"$f":"VLOOKUP($BC57&\"_\"&$AZ$7,データシート1!$A:$BT,MATCH(\"cb_\"&BJ$12,データシート1!$A$1:$BT$1,0),0)","v":{"$error":"#N/A"}},{"$error":"#N/A"},null,{"v":0,"d":"0 "},"",{"$f":"BE57*VLOOKUP(BO$12,別紙!$B$4:$E$10,MATCH(\"設備利用率\",別紙!$B$4:$E$4,0),0)/100*8760/10^3","v":{"$error":"#N/A"}},{"$f":"BF57*VLOOKUP(BP$12,別紙!$B$4:$E$10,MATCH(\"設備利用率\",別紙!$B$4:$E$4,0),0)/100*8760/10^3","v":{"$error":"#N/A"}},{"$f":"BG57*VLOOKUP(BQ$12,別紙!$B$4:$E$10,MATCH(\"設備利用率\",別紙!$B$4:$E$4,0),0)/100*8760/10^3","v":{"$error":"#N/A"}},{"$f":"BH57*VLOOKUP(BR$12,別紙!$B$4:$E$10,MATCH(\"設備利用率\",別紙!$B$4:$E$4,0),0)/100*8760/10^3","v":{"$error":"#N/A"}},{"$f":"BI57*VLOOKUP(BS$12,別紙!$B$4:$E$10,MATCH(\"設備利用率\",別紙!$B$4:$E$4,0),0)/100*8760/10^3","v":{"$error":"#N/A"}},{"$f":"BJ57*VLOOKUP(BT$12,別紙!$B$4:$E$10,MATCH(\"設備利用率\",別紙!$B$4:$E$4,0),0)/100*8760/10^3","v":{"$error":"#N/A"}},{"$error":"#N/A"},null,{"v":0,"d":"0 "},"",{"$f":"(VLOOKUP($BW57&\"_\"&$AZ$8,データシート1!$A:$BT,MATCH(\"da_製造業\",データシート1!$A$1:$BT$1,0),0)+VLOOKUP($BW57&\"_\"&$AZ$8,データシート1!$A:$BT,MATCH(\"da_建設業・鉱業\",データシート1!$A$1:$BT$1,0),0)+VLOOKUP($BW57&\"_\"&$AZ$8,データシート1!$A:$BT,MATCH(\"da_農林水産業\",データシート1!$A$1:$BT$1,0),0)+VLOOKUP($BW57&\"_\"&$AZ$8,データシート1!$A:$BT,MATCH(\"da_業務\",データシート1!$A$1:$BT$1,0),0)+VLOOKUP($BW57&\"_\"&$AZ$8,データシート1!$A:$BT,MATCH(\"da_家庭\",データシート1!$A$1:$BT$1,0),0)+VLOOKUP($BW57&\"_\"&$AZ$8,データシート1!$A:$BT,MATCH(\"da_鉄道\",データシート1!$A$1:$BT$1,0),0))/10^3","v":{"$error":"#N/A"}},null,{"v":0,"d":"0 "},"",{"$error":"#N/A"},{"$error":"#N/A"},{"$error":"#N/A"},{"$error":"#N/A"},{"$error":"#N/A"},{"$error":"#N/A"},{"$error":"#N/A"},null,0,"",{"$f":"VLOOKUP($CK57&\"_\"&$AZ$7,データシート1!$A:$BT,MATCH(\"ca_太陽光発電（10kW未満）\",データシート1!$A$1:$BT$1,0),0)","v":{"$error":"#N/A"}},{"$f":"VLOOKUP($CK57&\"_\"&$AZ$5,データシート1!$A:$BT,MATCH(\"ab_家庭\",データシート1!$A$1:$BT$1,0),0)","v":{"$error":"#N/A"}},{"$error":"#N/A"}]
[{"$nulls":49},{"$f":"比較地域マスタ!$Y51","v":0},{"$f":"IF(IFERROR(比較地域マスタ!$Z51,\"\")=0,\"\",IFERROR(比較地域マスタ!$Z51,\"\"))","v":""},{"$nulls":3},{"v":0,"d":"0 "},"",{"$f":"VLOOKUP($BC58&\"_\"&$AZ$7,データシート1!$A:$BT,MATCH(\"cb_\"&BE$12,データシート1!$A$1:$BT$1,0),0)","v":{"$error":"#N/A"}},{"$f":"VLOOKUP($BC58&\"_\"&$AZ$7,データシート1!$A:$BT,MATCH(\"cb_\"&BF$12,データシート1!$A$1:$BT$1,0),0)","v":{"$error":"#N/A"}},{"$f":"VLOOKUP($BC58&\"_\"&$AZ$7,データシート1!$A:$BT,MATCH(\"cb_\"&BG$12,データシート1!$A$1:$BT$1,0),0)","v":{"$error":"#N/A"}},{"$f":"VLOOKUP($BC58&\"_\"&$AZ$7,データシート1!$A:$BT,MATCH(\"cb_\"&BH$12,データシート1!$A$1:$BT$1,0),0)","v":{"$error":"#N/A"}},{"$f":"VLOOKUP($BC58&\"_\"&$AZ$7,データシート1!$A:$BT,MATCH(\"cb_\"&BI$12,データシート1!$A$1:$BT$1,0),0)","v":{"$error":"#N/A"}},{"$f":"VLOOKUP($BC58&\"_\"&$AZ$7,データシート1!$A:$BT,MATCH(\"cb_\"&BJ$12,データシート1!$A$1:$BT$1,0),0)","v":{"$error":"#N/A"}},{"$error":"#N/A"},null,{"v":0,"d":"0 "},"",{"$f":"BE58*VLOOKUP(BO$12,別紙!$B$4:$E$10,MATCH(\"設備利用率\",別紙!$B$4:$E$4,0),0)/100*8760/10^3","v":{"$error":"#N/A"}},{"$f":"BF58*VLOOKUP(BP$12,別紙!$B$4:$E$10,MATCH(\"設備利用率\",別紙!$B$4:$E$4,0),0)/100*8760/10^3","v":{"$error":"#N/A"}},{"$f":"BG58*VLOOKUP(BQ$12,別紙!$B$4:$E$10,MATCH(\"設備利用率\",別紙!$B$4:$E$4,0),0)/100*8760/10^3","v":{"$error":"#N/A"}},{"$f":"BH58*VLOOKUP(BR$12,別紙!$B$4:$E$10,MATCH(\"設備利用率\",別紙!$B$4:$E$4,0),0)/100*8760/10^3","v":{"$error":"#N/A"}},{"$f":"BI58*VLOOKUP(BS$12,別紙!$B$4:$E$10,MATCH(\"設備利用率\",別紙!$B$4:$E$4,0),0)/100*8760/10^3","v":{"$error":"#N/A"}},{"$f":"BJ58*VLOOKUP(BT$12,別紙!$B$4:$E$10,MATCH(\"設備利用率\",別紙!$B$4:$E$4,0),0)/100*8760/10^3","v":{"$error":"#N/A"}},{"$error":"#N/A"},null,{"v":0,"d":"0 "},"",{"$f":"(VLOOKUP($BW58&\"_\"&$AZ$8,データシート1!$A:$BT,MATCH(\"da_製造業\",データシート1!$A$1:$BT$1,0),0)+VLOOKUP($BW58&\"_\"&$AZ$8,データシート1!$A:$BT,MATCH(\"da_建設業・鉱業\",データシート1!$A$1:$BT$1,0),0)+VLOOKUP($BW58&\"_\"&$AZ$8,データシート1!$A:$BT,MATCH(\"da_農林水産業\",データシート1!$A$1:$BT$1,0),0)+VLOOKUP($BW58&\"_\"&$AZ$8,データシート1!$A:$BT,MATCH(\"da_業務\",データシート1!$A$1:$BT$1,0),0)+VLOOKUP($BW58&\"_\"&$AZ$8,データシート1!$A:$BT,MATCH(\"da_家庭\",データシート1!$A$1:$BT$1,0),0)+VLOOKUP($BW58&\"_\"&$AZ$8,データシート1!$A:$BT,MATCH(\"da_鉄道\",データシート1!$A$1:$BT$1,0),0))/10^3","v":{"$error":"#N/A"}},null,{"v":0,"d":"0 "},"",{"$error":"#N/A"},{"$error":"#N/A"},{"$error":"#N/A"},{"$error":"#N/A"},{"$error":"#N/A"},{"$error":"#N/A"},{"$error":"#N/A"},null,0,"",{"$f":"VLOOKUP($CK58&\"_\"&$AZ$7,データシート1!$A:$BT,MATCH(\"ca_太陽光発電（10kW未満）\",データシート1!$A$1:$BT$1,0),0)","v":{"$error":"#N/A"}},{"$f":"VLOOKUP($CK58&\"_\"&$AZ$5,データシート1!$A:$BT,MATCH(\"ab_家庭\",データシート1!$A$1:$BT$1,0),0)","v":{"$error":"#N/A"}},{"$error":"#N/A"}]
[{"$nulls":49},{"$f":"比較地域マスタ!$Y52","v":0},{"$f":"IF(IFERROR(比較地域マスタ!$Z52,\"\")=0,\"\",IFERROR(比較地域マスタ!$Z52,\"\"))","v":""},{"$nulls":3},{"v":0,"d":"0 "},"",{"$f":"VLOOKUP($BC59&\"_\"&$AZ$7,データシート1!$A:$BT,MATCH(\"cb_\"&BE$12,データシート1!$A$1:$BT$1,0),0)","v":{"$error":"#N/A"}},{"$f":"VLOOKUP($BC59&\"_\"&$AZ$7,データシート1!$A:$BT,MATCH(\"cb_\"&BF$12,データシート1!$A$1:$BT$1,0),0)","v":{"$error":"#N/A"}},{"$f":"VLOOKUP($BC59&\"_\"&$AZ$7,データシート1!$A:$BT,MATCH(\"cb_\"&BG$12,データシート1!$A$1:$BT$1,0),0)","v":{"$error":"#N/A"}},{"$f":"VLOOKUP($BC59&\"_\"&$AZ$7,データシート1!$A:$BT,MATCH(\"cb_\"&BH$12,データシート1!$A$1:$BT$1,0),0)","v":{"$error":"#N/A"}},{"$f":"VLOOKUP($BC59&\"_\"&$AZ$7,データシート1!$A:$BT,MATCH(\"cb_\"&BI$12,データシート1!$A$1:$BT$1,0),0)","v":{"$error":"#N/A"}},{"$f":"VLOOKUP($BC59&\"_\"&$AZ$7,データシート1!$A:$BT,MATCH(\"cb_\"&BJ$12,データシート1!$A$1:$BT$1,0),0)","v":{"$error":"#N/A"}},{"$error":"#N/A"},null,{"v":0,"d":"0 "},"",{"$f":"BE59*VLOOKUP(BO$12,別紙!$B$4:$E$10,MATCH(\"設備利用率\",別紙!$B$4:$E$4,0),0)/100*8760/10^3","v":{"$error":"#N/A"}},{"$f":"BF59*VLOOKUP(BP$12,別紙!$B$4:$E$10,MATCH(\"設備利用率\",別紙!$B$4:$E$4,0),0)/100*8760/10^3","v":{"$error":"#N/A"}},{"$f":"BG59*VLOOKUP(BQ$12,別紙!$B$4:$E$10,MATCH(\"設備利用率\",別紙!$B$4:$E$4,0),0)/100*8760/10^3","v":{"$error":"#N/A"}},{"$f":"BH59*VLOOKUP(BR$12,別紙!$B$4:$E$10,MATCH(\"設備利用率\",別紙!$B$4:$E$4,0),0)/100*8760/10^3","v":{"$error":"#N/A"}},{"$f":"BI59*VLOOKUP(BS$12,別紙!$B$4:$E$10,MATCH(\"設備利用率\",別紙!$B$4:$E$4,0),0)/100*8760/10^3","v":{"$error":"#N/A"}},{"$f":"BJ59*VLOOKUP(BT$12,別紙!$B$4:$E$10,MATCH(\"設備利用率\",別紙!$B$4:$E$4,0),0)/100*8760/10^3","v":{"$error":"#N/A"}},{"$error":"#N/A"},null,{"v":0,"d":"0 "},"",{"$f":"(VLOOKUP($BW59&\"_\"&$AZ$8,データシート1!$A:$BT,MATCH(\"da_製造業\",データシート1!$A$1:$BT$1,0),0)+VLOOKUP($BW59&\"_\"&$AZ$8,データシート1!$A:$BT,MATCH(\"da_建設業・鉱業\",データシート1!$A$1:$BT$1,0),0)+VLOOKUP($BW59&\"_\"&$AZ$8,データシート1!$A:$BT,MATCH(\"da_農林水産業\",データシート1!$A$1:$BT$1,0),0)+VLOOKUP($BW59&\"_\"&$AZ$8,データシート1!$A:$BT,MATCH(\"da_業務\",データシート1!$A$1:$BT$1,0),0)+VLOOKUP($BW59&\"_\"&$AZ$8,データシート1!$A:$BT,MATCH(\"da_家庭\",データシート1!$A$1:$BT$1,0),0)+VLOOKUP($BW59&\"_\"&$AZ$8,データシート1!$A:$BT,MATCH(\"da_鉄道\",データシート1!$A$1:$BT$1,0),0))/10^3","v":{"$error":"#N/A"}},null,{"v":0,"d":"0 "},"",{"$error":"#N/A"},{"$error":"#N/A"},{"$error":"#N/A"},{"$error":"#N/A"},{"$error":"#N/A"},{"$error":"#N/A"},{"$error":"#N/A"},null,0,"",{"$f":"VLOOKUP($CK59&\"_\"&$AZ$7,データシート1!$A:$BT,MATCH(\"ca_太陽光発電（10kW未満）\",データシート1!$A$1:$BT$1,0),0)","v":{"$error":"#N/A"}},{"$f":"VLOOKUP($CK59&\"_\"&$AZ$5,データシート1!$A:$BT,MATCH(\"ab_家庭\",データシート1!$A$1:$BT$1,0),0)","v":{"$error":"#N/A"}},{"$error":"#N/A"}]
[{"$nulls":49},{"$f":"比較地域マスタ!$Y53","v":0},{"$f":"IF(IFERROR(比較地域マスタ!$Z53,\"\")=0,\"\",IFERROR(比較地域マスタ!$Z53,\"\"))","v":""},{"$nulls":3},{"$f":"AX60","v":{"v":0,"d":"0 "}},"",{"$f":"VLOOKUP($BC60&\"_\"&$AZ$7,データシート1!$A:$BT,MATCH(\"cb_\"&BE$12,データシート1!$A$1:$BT$1,0),0)","v":{"$error":"#N/A"}},{"$f":"VLOOKUP($BC60&\"_\"&$AZ$7,データシート1!$A:$BT,MATCH(\"cb_\"&BF$12,データシート1!$A$1:$BT$1,0),0)","v":{"$error":"#N/A"}},{"$f":"VLOOKUP($BC60&\"_\"&$AZ$7,データシート1!$A:$BT,MATCH(\"cb_\"&BG$12,データシート1!$A$1:$BT$1,0),0)","v":{"$error":"#N/A"}},{"$f":"VLOOKUP($BC60&\"_\"&$AZ$7,データシート1!$A:$BT,MATCH(\"cb_\"&BH$12,データシート1!$A$1:$BT$1,0),0)","v":{"$error":"#N/A"}},{"$f":"VLOOKUP($BC60&\"_\"&$AZ$7,データシート1!$A:$BT,MATCH(\"cb_\"&BI$12,データシート1!$A$1:$BT$1,0),0)","v":{"$error":"#N/A"}},{"$f":"VLOOKUP($BC60&\"_\"&$AZ$7,データシート1!$A:$BT,MATCH(\"cb_\"&BJ$12,データシート1!$A$1:$BT$1,0),0)","v":{"$error":"#N/A"}},{"$error":"#N/A"},null,{"v":0,"d":"0 "},"",{"$f":"BE60*VLOOKUP(BO$12,別紙!$B$4:$E$10,MATCH(\"設備利用率\",別紙!$B$4:$E$4,0),0)/100*8760/10^3","v":{"$error":"#N/A"}},{"$f":"BF60*VLOOKUP(BP$12,別紙!$B$4:$E$10,MATCH(\"設備利用率\",別紙!$B$4:$E$4,0),0)/100*8760/10^3","v":{"$error":"#N/A"}},{"$f":"BG60*VLOOKUP(BQ$12,別紙!$B$4:$E$10,MATCH(\"設備利用率\",別紙!$B$4:$E$4,0),0)/100*8760/10^3","v":{"$error":"#N/A"}},{"$f":"BH60*VLOOKUP(BR$12,別紙!$B$4:$E$10,MATCH(\"設備利用率\",別紙!$B$4:$E$4,0),0)/100*8760/10^3","v":{"$error":"#N/A"}},{"$f":"BI60*VLOOKUP(BS$12,別紙!$B$4:$E$10,MATCH(\"設備利用率\",別紙!$B$4:$E$4,0),0)/100*8760/10^3","v":{"$error":"#N/A"}},{"$f":"BJ60*VLOOKUP(BT$12,別紙!$B$4:$E$10,MATCH(\"設備利用率\",別紙!$B$4:$E$4,0),0)/100*8760/10^3","v":{"$error":"#N/A"}},{"$error":"#N/A"},null,{"v":0,"d":"0 "},"",{"$f":"(VLOOKUP($BW60&\"_\"&$AZ$8,データシート1!$A:$BT,MATCH(\"da_製造業\",データシート1!$A$1:$BT$1,0),0)+VLOOKUP($BW60&\"_\"&$AZ$8,データシート1!$A:$BT,MATCH(\"da_建設業・鉱業\",データシート1!$A$1:$BT$1,0),0)+VLOOKUP($BW60&\"_\"&$AZ$8,データシート1!$A:$BT,MATCH(\"da_農林水産業\",データシート1!$A$1:$BT$1,0),0)+VLOOKUP($BW60&\"_\"&$AZ$8,データシート1!$A:$BT,MATCH(\"da_業務\",データシート1!$A$1:$BT$1,0),0)+VLOOKUP($BW60&\"_\"&$AZ$8,データシート1!$A:$BT,MATCH(\"da_家庭\",データシート1!$A$1:$BT$1,0),0)+VLOOKUP($BW60&\"_\"&$AZ$8,データシート1!$A:$BT,MATCH(\"da_鉄道\",データシート1!$A$1:$BT$1,0),0))/10^3","v":{"$error":"#N/A"}},null,{"v":0,"d":"0 "},"",{"$error":"#N/A"},{"$error":"#N/A"},{"$error":"#N/A"},{"$error":"#N/A"},{"$error":"#N/A"},{"$error":"#N/A"},{"$error":"#N/A"},null,0,"",{"$f":"VLOOKUP($CK60&\"_\"&$AZ$7,データシート1!$A:$BT,MATCH(\"ca_太陽光発電（10kW未満）\",データシート1!$A$1:$BT$1,0),0)","v":{"$error":"#N/A"}},{"$f":"VLOOKUP($CK60&\"_\"&$AZ$5,データシート1!$A:$BT,MATCH(\"ab_家庭\",データシート1!$A$1:$BT$1,0),0)","v":{"$error":"#N/A"}},{"$error":"#N/A"}]
[]
[]
[]
[null,"2　再エネ導入ポテンシャルの比較"]
[null,"5）同一都道府県内における他の地方公共団体の再エネポテンシャル（発電電力量）の比較",{"$nulls":14},"6）同一都道府県内における他の地方公共団体の電気使用量の比較",{"$nulls":15},"7）同一都道府県内の他の地方公共団体の再エネ不足量・余剰量の比較"]
[]
[{"$nulls":27}," （所）"]
[]
[{"$nulls":54},"5）同一都道府県内における他の地方公共団体の再エネポテンシャル（発電電力量）の比較",{"$nulls":6},"6）同一都道府県内における他の地方公共団体の電気使用量の比較",null,null,"7）同一都道府県内の他の地方公共団体の再エネ不足量・余剰量の比較"]
[]
[{"$nulls":49},"該当コード","該当地域名",null,null,"グラフNo",null,"該当地域名","太陽光発電","風力発電","中小水力発電","地熱発電","再生可能エネルギー合計","区域の電気使用量","ポテンシャル-使用量","再エネ不足量","再エネ余剰量"]
[{"$nulls":49},{"$f":"比較地域マスタ!AD7","v":"39203"},{"$f":"IF(IFERROR(比較地域マスタ!$AE7,\"\")=0,\"\",IFERROR(比較地域マスタ!$AE7,\"\"))","v":"安芸市"},null,1,1,{"$f":"AX72","v":"39203"},{"$f":"AY72","v":"安芸市"},{"$f":"VLOOKUP(BC72&\"_\"&$AZ$9,データシート3!A:AB,MATCH(\"ea_\"&\"太陽光（建物系）\"&\"_年間発電\",データシート3!$A$1:$AB$1,0),0)/10^3+VLOOKUP(BC72&\"_\"&$AZ$9,データシート3!A:AB,MATCH(\"ea_\"&\"太陽光（土地系）\"&\"_年間発電\",データシート3!$A$1:$AB$1,0),0)/10^3","v":{"v":458511.6869999999,"d":"458,512 "}},{"$f":"VLOOKUP(BC72&\"_\"&$AZ$9,データシート3!A:AB,MATCH(\"ea_\"&\"風力（陸上）\"&\"_年間発電\",データシート3!$A$1:$AB$1,0),0)/10^3","v":{"v":31280.278,"d":"31,280 "}},{"$f":"VLOOKUP(BC72&\"_\"&$AZ$9,データシート3!A:AB,MATCH(\"ea_\"&\"中小水（河川）\"&\"_年間発電\",データシート3!$A$1:$AB$1,0),0)/10^3+VLOOKUP(BC72&\"_\"&$AZ$9,データシート3!A:AB,MATCH(\"ea_\"&\"中小水（農業用水路）\"&\"_年間発電\",データシート3!$A$1:$AB$1,0),0)/10^3","v":{"v":96889.722,"d":"96,890 "}},{"$f":"VLOOKUP(BC72&\"_\"&$AZ$9,データシート3!A:AB,MATCH(\"ea_\"&\"地熱（蒸気フラッシュ発電）\"&\"_年間発電\",データシート3!$A$1:$AB$1,0),0)/10^3+VLOOKUP(BC72&\"_\"&$AZ$9,データシート3!A:AB,MATCH(\"ea_\"&\"地熱（バイナリー発電）\"&\"_年間発電\",データシート3!$A$1:$AB$1,0),0)/10^3+VLOOKUP(BC72&\"_\"&$AZ$9,データシート3!A:AB,MATCH(\"ea_\"&\"地熱（低温バイナリー発電）\"&\"_年間発電\",データシート3!$A$1:$AB$1,0),0)/10^3","v":{"v":0,"d":"0 "}},{"$f":"SUM(BE72:BH72)","v":{"v":586681.6869999999,"d":"586,682 "}},{"$f":"(VLOOKUP($BC72&\"_\"&$AZ$8,データシート3!$A:$AN,MATCH(\"da_合計\",データシート3!$A$1:$AN$1,0),0))/10^3","v":{"v":81055.81013174352,"d":"81,056 "}},{"$f":"BI72-BJ72","v":{"v":505625.87686825637,"d":"505,626 "}},{"$f":"IF(BK72>0,0,BK72)","v":{"v":0,"d":"0 "}},{"$f":"IF(BK72>0,BK72,0)","v":{"v":505625.87686825637,"d":"505,626 "}}]
[{"$nulls":49},{"$f":"比較地域マスタ!AD8","v":"39386"},{"$f":"IF(IFERROR(比較地域マスタ!$AE8,\"\")=0,\"\",IFERROR(比較地域マスタ!$AE8,\"\"))","v":"いの町"},null,2,1,{"$f":"AX73","v":"39386"},{"$f":"AY73","v":"いの町"},{"$f":"VLOOKUP(BC73&\"_\"&$AZ$9,データシート3!A:AB,MATCH(\"ea_\"&\"太陽光（建物系）\"&\"_年間発電\",データシート3!$A$1:$AB$1,0),0)/10^3+VLOOKUP(BC73&\"_\"&$AZ$9,データシート3!A:AB,MATCH(\"ea_\"&\"太陽光（土地系）\"&\"_年間発電\",データシート3!$A$1:$AB$1,0),0)/10^3","v":{"v":251820.682,"d":"251,821 "}},{"$f":"VLOOKUP(BC73&\"_\"&$AZ$9,データシート3!A:AB,MATCH(\"ea_\"&\"風力（陸上）\"&\"_年間発電\",データシート3!$A$1:$AB$1,0),0)/10^3","v":{"v":391465.189,"d":"391,465 "}},{"$f":"VLOOKUP(BC73&\"_\"&$AZ$9,データシート3!A:AB,MATCH(\"ea_\"&\"中小水（河川）\"&\"_年間発電\",データシート3!$A$1:$AB$1,0),0)/10^3+VLOOKUP(BC73&\"_\"&$AZ$9,データシート3!A:AB,MATCH(\"ea_\"&\"中小水（農業用水路）\"&\"_年間発電\",データシート3!$A$1:$AB$1,0),0)/10^3","v":{"v":71404.71099999998,"d":"71,405 "}},{"$f":"VLOOKUP(BC73&\"_\"&$AZ$9,データシート3!A:AB,MATCH(\"ea_\"&\"地熱（蒸気フラッシュ発電）\"&\"_年間発電\",データシート3!$A$1:$AB$1,0),0)/10^3+VLOOKUP(BC73&\"_\"&$AZ$9,データシート3!A:AB,MATCH(\"ea_\"&\"地熱（バイナリー発電）\"&\"_年間発電\",データシート3!$A$1:$AB$1,0),0)/10^3+VLOOKUP(BC73&\"_\"&$AZ$9,データシート3!A:AB,MATCH(\"ea_\"&\"地熱（低温バイナリー発電）\"&\"_年間発電\",データシート3!$A$1:$AB$1,0),0)/10^3","v":{"v":0,"d":"0 "}},{"$f":"SUM(BE73:BH73)","v":{"v":714690.582,"d":"714,691 "}},{"$f":"(VLOOKUP($BC73&\"_\"&$AZ$8,データシート3!$A:$AN,MATCH(\"da_合計\",データシート3!$A$1:$AN$1,0),0))/10^3","v":{"v":115563.30790754373,"d":"115,563 "}},{"v":599127.2740924563,"d":"599,127 "},{"v":0,"d":"0 "},{"v":599127.2740924563,"d":"599,127 "}]
[{"$nulls":49},{"$f":"比較地域マスタ!AD9","v":"39306"},{"$f":"IF(IFERROR(比較地域マスタ!$AE9,\"\")=0,\"\",IFERROR(比較地域マスタ!$AE9,\"\"))","v":"馬路村"},null,3,1,"39306","馬路村",{"$f":"VLOOKUP(BC74&\"_\"&$AZ$9,データシート3!A:AB,MATCH(\"ea_\"&\"太陽光（建物系）\"&\"_年間発電\",データシート3!$A$1:$AB$1,0),0)/10^3+VLOOKUP(BC74&\"_\"&$AZ$9,データシート3!A:AB,MATCH(\"ea_\"&\"太陽光（土地系）\"&\"_年間発電\",データシート3!$A$1:$AB$1,0),0)/10^3","v":{"v":23427.845,"d":"23,428 "}},{"$f":"VLOOKUP(BC74&\"_\"&$AZ$9,データシート3!A:AB,MATCH(\"ea_\"&\"風力（陸上）\"&\"_年間発電\",データシート3!$A$1:$AB$1,0),0)/10^3","v":{"v":122833.287,"d":"122,833 "}},{"$f":"VLOOKUP(BC74&\"_\"&$AZ$9,データシート3!A:AB,MATCH(\"ea_\"&\"中小水（河川）\"&\"_年間発電\",データシート3!$A$1:$AB$1,0),0)/10^3+VLOOKUP(BC74&\"_\"&$AZ$9,データシート3!A:AB,MATCH(\"ea_\"&\"中小水（農業用水路）\"&\"_年間発電\",データシート3!$A$1:$AB$1,0),0)/10^3","v":{"v":39681.225,"d":"39,681 "}},{"$f":"VLOOKUP(BC74&\"_\"&$AZ$9,データシート3!A:AB,MATCH(\"ea_\"&\"地熱（蒸気フラッシュ発電）\"&\"_年間発電\",データシート3!$A$1:$AB$1,0),0)/10^3+VLOOKUP(BC74&\"_\"&$AZ$9,データシート3!A:AB,MATCH(\"ea_\"&\"地熱（バイナリー発電）\"&\"_年間発電\",データシート3!$A$1:$AB$1,0),0)/10^3+VLOOKUP(BC74&\"_\"&$AZ$9,データシート3!A:AB,MATCH(\"ea_\"&\"地熱（低温バイナリー発電）\"&\"_年間発電\",データシート3!$A$1:$AB$1,0),0)/10^3","v":{"v":0,"d":"0 "}},{"v":185942.357,"d":"185,942 "},{"$f":"(VLOOKUP($BC74&\"_\"&$AZ$8,データシート3!$A:$AN,MATCH(\"da_合計\",データシート3!$A$1:$AN$1,0),0))/10^3","v":{"v":7697.462950713541,"d":"7,697 "}},{"v":178244.89404928643,"d":"178,245 "},{"v":0,"d":"0 "},{"v":178244.89404928643,"d":"178,245 "}]
[{"$nulls":49},{"$f":"比較地域マスタ!AD10","v":"39364"},{"$f":"IF(IFERROR(比較地域マスタ!$AE10,\"\")=0,\"\",IFERROR(比較地域マスタ!$AE10,\"\"))","v":"大川村"},null,4,1,"39364","大川村",{"$f":"VLOOKUP(BC75&\"_\"&$AZ$9,データシート3!A:AB,MATCH(\"ea_\"&\"太陽光（建物系）\"&\"_年間発電\",データシート3!$A$1:$AB$1,0),0)/10^3+VLOOKUP(BC75&\"_\"&$AZ$9,データシート3!A:AB,MATCH(\"ea_\"&\"太陽光（土地系）\"&\"_年間発電\",データシート3!$A$1:$AB$1,0),0)/10^3","v":{"v":14059.804,"d":"14,060 "}},{"$f":"VLOOKUP(BC75&\"_\"&$AZ$9,データシート3!A:AB,MATCH(\"ea_\"&\"風力（陸上）\"&\"_年間発電\",データシート3!$A$1:$AB$1,0),0)/10^3","v":{"v":93316.83699999998,"d":"93,317 "}},{"$f":"VLOOKUP(BC75&\"_\"&$AZ$9,データシート3!A:AB,MATCH(\"ea_\"&\"中小水（河川）\"&\"_年間発電\",データシート3!$A$1:$AB$1,0),0)/10^3+VLOOKUP(BC75&\"_\"&$AZ$9,データシート3!A:AB,MATCH(\"ea_\"&\"中小水（農業用水路）\"&\"_年間発電\",データシート3!$A$1:$AB$1,0),0)/10^3","v":{"v":23942.414,"d":"23,942 "}},{"$f":"VLOOKUP(BC75&\"_\"&$AZ$9,データシート3!A:AB,MATCH(\"ea_\"&\"地熱（蒸気フラッシュ発電）\"&\"_年間発電\",データシート3!$A$1:$AB$1,0),0)/10^3+VLOOKUP(BC75&\"_\"&$AZ$9,データシート3!A:AB,MATCH(\"ea_\"&\"地熱（バイナリー発電）\"&\"_年間発電\",データシート3!$A$1:$AB$1,0),0)/10^3+VLOOKUP(BC75&\"_\"&$AZ$9,データシート3!A:AB,MATCH(\"ea_\"&\"地熱（低温バイナリー発電）\"&\"_年間発電\",データシート3!$A$1:$AB$1,0),0)/10^3","v":{"v":0,"d":"0 "}},{"v":131319.055,"d":"131,319 "},{"$f":"(VLOOKUP($BC75&\"_\"&$AZ$8,データシート3!$A:$AN,MATCH(\"da_合計\",データシート3!$A$1:$AN$1,0),0))/10^3","v":{"v":2217.7628055781342,"d":"2,218 "}},{"v":129101.29219442185,"d":"129,101 "},{"v":0,"d":"0 "},{"v":129101.29219442185,"d":"129,101 "}]
[{"$nulls":49},{"$f":"比較地域マスタ!AD11","v":"39424"},{"$f":"IF(IFERROR(比較地域マスタ!$AE11,\"\")=0,\"\",IFERROR(比較地域マスタ!$AE11,\"\"))","v":"大月町"},null,5,1,"39424","大月町",{"$f":"VLOOKUP(BC76&\"_\"&$AZ$9,データシート3!A:AB,MATCH(\"ea_\"&\"太陽光（建物系）\"&\"_年間発電\",データシート3!$A$1:$AB$1,0),0)/10^3+VLOOKUP(BC76&\"_\"&$AZ$9,データシート3!A:AB,MATCH(\"ea_\"&\"太陽光（土地系）\"&\"_年間発電\",データシート3!$A$1:$AB$1,0),0)/10^3","v":{"v":186307.231,"d":"186,307 "}},{"$f":"VLOOKUP(BC76&\"_\"&$AZ$9,データシート3!A:AB,MATCH(\"ea_\"&\"風力（陸上）\"&\"_年間発電\",データシート3!$A$1:$AB$1,0),0)/10^3","v":{"v":142189.29699999996,"d":"142,189 "}},{"$f":"VLOOKUP(BC76&\"_\"&$AZ$9,データシート3!A:AB,MATCH(\"ea_\"&\"中小水（河川）\"&\"_年間発電\",データシート3!$A$1:$AB$1,0),0)/10^3+VLOOKUP(BC76&\"_\"&$AZ$9,データシート3!A:AB,MATCH(\"ea_\"&\"中小水（農業用水路）\"&\"_年間発電\",データシート3!$A$1:$AB$1,0),0)/10^3","v":{"v":0,"d":"0 "}},{"$f":"VLOOKUP(BC76&\"_\"&$AZ$9,データシート3!A:AB,MATCH(\"ea_\"&\"地熱（蒸気フラッシュ発電）\"&\"_年間発電\",データシート3!$A$1:$AB$1,0),0)/10^3+VLOOKUP(BC76&\"_\"&$AZ$9,データシート3!A:AB,MATCH(\"ea_\"&\"地熱（バイナリー発電）\"&\"_年間発電\",データシート3!$A$1:$AB$1,0),0)/10^3+VLOOKUP(BC76&\"_\"&$AZ$9,データシート3!A:AB,MATCH(\"ea_\"&\"地熱（低温バイナリー発電）\"&\"_年間発電\",データシート3!$A$1:$AB$1,0),0)/10^3","v":{"v":0,"d":"0 "}},{"v":328496.52799999993,"d":"328,497 "},{"$f":"(VLOOKUP($BC76&\"_\"&$AZ$8,データシート3!$A:$AN,MATCH(\"da_合計\",データシート3!$A$1:$AN$1,0),0))/10^3","v":{"v":20574.35082477003,"d":"20,574 "}},{"v":307922.1771752299,"d":"307,922 "},{"v":0,"d":"0 "},{"v":307922.1771752299,"d":"307,922 "}]
[{"$nulls":49},{"$f":"比較地域マスタ!AD12","v":"39344"},{"$f":"IF(IFERROR(比較地域マスタ!$AE12,\"\")=0,\"\",IFERROR(比較地域マスタ!$AE12,\"\"))","v":"大豊町"},null,6,1,"39344","大豊町",{"$f":"VLOOKUP(BC77&\"_\"&$AZ$9,データシート3!A:AB,MATCH(\"ea_\"&\"太陽光（建物系）\"&\"_年間発電\",データシート3!$A$1:$AB$1,0),0)/10^3+VLOOKUP(BC77&\"_\"&$AZ$9,データシート3!A:AB,MATCH(\"ea_\"&\"太陽光（土地系）\"&\"_年間発電\",データシート3!$A$1:$AB$1,0),0)/10^3","v":{"v":116984.257,"d":"116,984 "}},{"$f":"VLOOKUP(BC77&\"_\"&$AZ$9,データシート3!A:AB,MATCH(\"ea_\"&\"風力（陸上）\"&\"_年間発電\",データシート3!$A$1:$AB$1,0),0)/10^3","v":{"v":675921.89,"d":"675,922 "}},{"$f":"VLOOKUP(BC77&\"_\"&$AZ$9,データシート3!A:AB,MATCH(\"ea_\"&\"中小水（河川）\"&\"_年間発電\",データシート3!$A$1:$AB$1,0),0)/10^3+VLOOKUP(BC77&\"_\"&$AZ$9,データシート3!A:AB,MATCH(\"ea_\"&\"中小水（農業用水路）\"&\"_年間発電\",データシート3!$A$1:$AB$1,0),0)/10^3","v":{"v":85073.671,"d":"85,074 "}},{"$f":"VLOOKUP(BC77&\"_\"&$AZ$9,データシート3!A:AB,MATCH(\"ea_\"&\"地熱（蒸気フラッシュ発電）\"&\"_年間発電\",データシート3!$A$1:$AB$1,0),0)/10^3+VLOOKUP(BC77&\"_\"&$AZ$9,データシート3!A:AB,MATCH(\"ea_\"&\"地熱（バイナリー発電）\"&\"_年間発電\",データシート3!$A$1:$AB$1,0),0)/10^3+VLOOKUP(BC77&\"_\"&$AZ$9,データシート3!A:AB,MATCH(\"ea_\"&\"地熱（低温バイナリー発電）\"&\"_年間発電\",データシート3!$A$1:$AB$1,0),0)/10^3","v":{"v":0,"d":"0 "}},{"v":877979.818,"d":"877,980 "},{"$f":"(VLOOKUP($BC77&\"_\"&$AZ$8,データシート3!$A:$AN,MATCH(\"da_合計\",データシート3!$A$1:$AN$1,0),0))/10^3","v":{"v":21529.247866666057,"d":"21,529 "}},{"v":856450.5701333339,"d":"856,451 "},{"v":0,"d":"0 "},{"v":856450.5701333339,"d":"856,451 "}]
[{"$nulls":49},{"$f":"比較地域マスタ!AD13","v":"39403"},{"$f":"IF(IFERROR(比較地域マスタ!$AE13,\"\")=0,\"\",IFERROR(比較地域マスタ!$AE13,\"\"))","v":"越知町"},null,7,1,"39403","越知町",{"$f":"VLOOKUP(BC78&\"_\"&$AZ$9,データシート3!A:AB,MATCH(\"ea_\"&\"太陽光（建物系）\"&\"_年間発電\",データシート3!$A$1:$AB$1,0),0)/10^3+VLOOKUP(BC78&\"_\"&$AZ$9,データシート3!A:AB,MATCH(\"ea_\"&\"太陽光（土地系）\"&\"_年間発電\",データシート3!$A$1:$AB$1,0),0)/10^3","v":{"v":106338.54299999999,"d":"106,339 "}},{"$f":"VLOOKUP(BC78&\"_\"&$AZ$9,データシート3!A:AB,MATCH(\"ea_\"&\"風力（陸上）\"&\"_年間発電\",データシート3!$A$1:$AB$1,0),0)/10^3","v":{"v":65205.771,"d":"65,206 "}},{"$f":"VLOOKUP(BC78&\"_\"&$AZ$9,データシート3!A:AB,MATCH(\"ea_\"&\"中小水（河川）\"&\"_年間発電\",データシート3!$A$1:$AB$1,0),0)/10^3+VLOOKUP(BC78&\"_\"&$AZ$9,データシート3!A:AB,MATCH(\"ea_\"&\"中小水（農業用水路）\"&\"_年間発電\",データシート3!$A$1:$AB$1,0),0)/10^3","v":{"v":20433.898000000005,"d":"20,434 "}},{"$f":"VLOOKUP(BC78&\"_\"&$AZ$9,データシート3!A:AB,MATCH(\"ea_\"&\"地熱（蒸気フラッシュ発電）\"&\"_年間発電\",データシート3!$A$1:$AB$1,0),0)/10^3+VLOOKUP(BC78&\"_\"&$AZ$9,データシート3!A:AB,MATCH(\"ea_\"&\"地熱（バイナリー発電）\"&\"_年間発電\",データシート3!$A$1:$AB$1,0),0)/10^3+VLOOKUP(BC78&\"_\"&$AZ$9,データシート3!A:AB,MATCH(\"ea_\"&\"地熱（低温バイナリー発電）\"&\"_年間発電\",データシート3!$A$1:$AB$1,0),0)/10^3","v":{"v":0,"d":"0 "}},{"v":191978.212,"d":"191,978 "},{"$f":"(VLOOKUP($BC78&\"_\"&$AZ$8,データシート3!$A:$AN,MATCH(\"da_合計\",データシート3!$A$1:$AN$1,0),0))/10^3","v":{"v":25766.799785639058,"d":"25,767 "}},{"v":166211.41221436096,"d":"166,211 "},{"v":0,"d":"0 "},{"v":166211.41221436096,"d":"166,211 "}]
[{"$nulls":49},{"$f":"比較地域マスタ!AD14","v":"39212"},{"$f":"IF(IFERROR(比較地域マスタ!$AE14,\"\")=0,\"\",IFERROR(比較地域マスタ!$AE14,\"\"))","v":"香美市"},null,8,1,"39212","香美市",{"$f":"VLOOKUP(BC79&\"_\"&$AZ$9,データシート3!A:AB,MATCH(\"ea_\"&\"太陽光（建物系）\"&\"_年間発電\",データシート3!$A$1:$AB$1,0),0)/10^3+VLOOKUP(BC79&\"_\"&$AZ$9,データシート3!A:AB,MATCH(\"ea_\"&\"太陽光（土地系）\"&\"_年間発電\",データシート3!$A$1:$AB$1,0),0)/10^3","v":{"v":569242.491,"d":"569,242 "}},{"$f":"VLOOKUP(BC79&\"_\"&$AZ$9,データシート3!A:AB,MATCH(\"ea_\"&\"風力（陸上）\"&\"_年間発電\",データシート3!$A$1:$AB$1,0),0)/10^3","v":{"v":276354.989,"d":"276,355 "}},{"$f":"VLOOKUP(BC79&\"_\"&$AZ$9,データシート3!A:AB,MATCH(\"ea_\"&\"中小水（河川）\"&\"_年間発電\",データシート3!$A$1:$AB$1,0),0)/10^3+VLOOKUP(BC79&\"_\"&$AZ$9,データシート3!A:AB,MATCH(\"ea_\"&\"中小水（農業用水路）\"&\"_年間発電\",データシート3!$A$1:$AB$1,0),0)/10^3","v":{"v":141873.829,"d":"141,874 "}},{"$f":"VLOOKUP(BC79&\"_\"&$AZ$9,データシート3!A:AB,MATCH(\"ea_\"&\"地熱（蒸気フラッシュ発電）\"&\"_年間発電\",データシート3!$A$1:$AB$1,0),0)/10^3+VLOOKUP(BC79&\"_\"&$AZ$9,データシート3!A:AB,MATCH(\"ea_\"&\"地熱（バイナリー発電）\"&\"_年間発電\",データシート3!$A$1:$AB$1,0),0)/10^3+VLOOKUP(BC79&\"_\"&$AZ$9,データシート3!A:AB,MATCH(\"ea_\"&\"地熱（低温バイナリー発電）\"&\"_年間発電\",データシート3!$A$1:$AB$1,0),0)/10^3","v":{"v":0,"d":"0 "}},{"v":987471.309,"d":"987,471 "},{"$f":"(VLOOKUP($BC79&\"_\"&$AZ$8,データシート3!$A:$AN,MATCH(\"da_合計\",データシート3!$A$1:$AN$1,0),0))/10^3","v":{"v":150227.776842675,"d":"150,228 "}},{"v":837243.532157325,"d":"837,244 "},{"$f":"IF(BK79>0,0,BK79)","v":{"v":0,"d":"0 "}},{"$f":"IF(BK79>0,BK79,0)","v":{"v":837243.532157325,"d":"837,244 "}}]
[{"$nulls":49},{"$f":"比較地域マスタ!AD15","v":"39305"},{"$f":"IF(IFERROR(比較地域マスタ!$AE15,\"\")=0,\"\",IFERROR(比較地域マスタ!$AE15,\"\"))","v":"北川村"},null,9,1,"39305","北川村",{"$f":"VLOOKUP(BC80&\"_\"&$AZ$9,データシート3!A:AB,MATCH(\"ea_\"&\"太陽光（建物系）\"&\"_年間発電\",データシート3!$A$1:$AB$1,0),0)/10^3+VLOOKUP(BC80&\"_\"&$AZ$9,データシート3!A:AB,MATCH(\"ea_\"&\"太陽光（土地系）\"&\"_年間発電\",データシート3!$A$1:$AB$1,0),0)/10^3","v":{"v":67353.938,"d":"67,354 "}},{"$f":"VLOOKUP(BC80&\"_\"&$AZ$9,データシート3!A:AB,MATCH(\"ea_\"&\"風力（陸上）\"&\"_年間発電\",データシート3!$A$1:$AB$1,0),0)/10^3","v":{"v":199268.60200000004,"d":"199,269 "}},{"$f":"VLOOKUP(BC80&\"_\"&$AZ$9,データシート3!A:AB,MATCH(\"ea_\"&\"中小水（河川）\"&\"_年間発電\",データシート3!$A$1:$AB$1,0),0)/10^3+VLOOKUP(BC80&\"_\"&$AZ$9,データシート3!A:AB,MATCH(\"ea_\"&\"中小水（農業用水路）\"&\"_年間発電\",データシート3!$A$1:$AB$1,0),0)/10^3","v":{"v":64182.235,"d":"64,182 "}},{"$f":"VLOOKUP(BC80&\"_\"&$AZ$9,データシート3!A:AB,MATCH(\"ea_\"&\"地熱（蒸気フラッシュ発電）\"&\"_年間発電\",データシート3!$A$1:$AB$1,0),0)/10^3+VLOOKUP(BC80&\"_\"&$AZ$9,データシート3!A:AB,MATCH(\"ea_\"&\"地熱（バイナリー発電）\"&\"_年間発電\",データシート3!$A$1:$AB$1,0),0)/10^3+VLOOKUP(BC80&\"_\"&$AZ$9,データシート3!A:AB,MATCH(\"ea_\"&\"地熱（低温バイナリー発電）\"&\"_年間発電\",データシート3!$A$1:$AB$1,0),0)/10^3","v":{"v":0,"d":"0 "}},{"v":330804.775,"d":"330,805 "},{"$f":"(VLOOKUP($BC80&\"_\"&$AZ$8,データシート3!$A:$AN,MATCH(\"da_合計\",データシート3!$A$1:$AN$1,0),0))/10^3","v":{"v":5175.5667524205055,"d":"5,176 "}},{"v":325629.2082475795,"d":"325,629 "},{"v":0,"d":"0 "},{"v":325629.2082475795,"d":"325,629 "}]
[{"$nulls":49},{"$f":"比較地域マスタ!AD16","v":"39428"},{"$f":"IF(IFERROR(比較地域マスタ!$AE16,\"\")=0,\"\",IFERROR(比較地域マスタ!$AE16,\"\"))","v":"黒潮町"},null,10,1,"39428","黒潮町",{"$f":"VLOOKUP(BC81&\"_\"&$AZ$9,データシート3!A:AB,MATCH(\"ea_\"&\"太陽光（建物系）\"&\"_年間発電\",データシート3!$A$1:$AB$1,0),0)/10^3+VLOOKUP(BC81&\"_\"&$AZ$9,データシート3!A:AB,MATCH(\"ea_\"&\"太陽光（土地系）\"&\"_年間発電\",データシート3!$A$1:$AB$1,0),0)/10^3","v":{"v":290240.64,"d":"290,241 "}},{"$f":"VLOOKUP(BC81&\"_\"&$AZ$9,データシート3!A:AB,MATCH(\"ea_\"&\"風力（陸上）\"&\"_年間発電\",データシート3!$A$1:$AB$1,0),0)/10^3","v":{"v":296286.4760000001,"d":"296,286 "}},{"$f":"VLOOKUP(BC81&\"_\"&$AZ$9,データシート3!A:AB,MATCH(\"ea_\"&\"中小水（河川）\"&\"_年間発電\",データシート3!$A$1:$AB$1,0),0)/10^3+VLOOKUP(BC81&\"_\"&$AZ$9,データシート3!A:AB,MATCH(\"ea_\"&\"中小水（農業用水路）\"&\"_年間発電\",データシート3!$A$1:$AB$1,0),0)/10^3","v":{"v":722.7089999999998,"d":"723 "}},{"$f":"VLOOKUP(BC81&\"_\"&$AZ$9,データシート3!A:AB,MATCH(\"ea_\"&\"地熱（蒸気フラッシュ発電）\"&\"_年間発電\",データシート3!$A$1:$AB$1,0),0)/10^3+VLOOKUP(BC81&\"_\"&$AZ$9,データシート3!A:AB,MATCH(\"ea_\"&\"地熱（バイナリー発電）\"&\"_年間発電\",データシート3!$A$1:$AB$1,0),0)/10^3+VLOOKUP(BC81&\"_\"&$AZ$9,データシート3!A:AB,MATCH(\"ea_\"&\"地熱（低温バイナリー発電）\"&\"_年間発電\",データシート3!$A$1:$AB$1,0),0)/10^3","v":{"v":0,"d":"0 "}},{"v":587249.8250000002,"d":"587,250 "},{"$f":"(VLOOKUP($BC81&\"_\"&$AZ$8,データシート3!$A:$AN,MATCH(\"da_合計\",データシート3!$A$1:$AN$1,0),0))/10^3","v":{"v":46512.88176166024,"d":"46,513 "}},{"v":540736.94323834,"d":"540,737 "},{"v":0,"d":"0 "},{"v":540736.94323834,"d":"540,737 "}]
[{"$nulls":49},{"$f":"比較地域マスタ!AD17","v":"39307"},{"$f":"IF(IFERROR(比較地域マスタ!$AE17,\"\")=0,\"\",IFERROR(比較地域マスタ!$AE17,\"\"))","v":"芸西村"},null,11,1,"39307","芸西村",{"$f":"VLOOKUP(BC82&\"_\"&$AZ$9,データシート3!A:AB,MATCH(\"ea_\"&\"太陽光（建物系）\"&\"_年間発電\",データシート3!$A$1:$AB$1,0),0)/10^3+VLOOKUP(BC82&\"_\"&$AZ$9,データシート3!A:AB,MATCH(\"ea_\"&\"太陽光（土地系）\"&\"_年間発電\",データシート3!$A$1:$AB$1,0),0)/10^3","v":{"v":134125.05099999998,"d":"134,125 "}},{"$f":"VLOOKUP(BC82&\"_\"&$AZ$9,データシート3!A:AB,MATCH(\"ea_\"&\"風力（陸上）\"&\"_年間発電\",データシート3!$A$1:$AB$1,0),0)/10^3","v":{"v":0,"d":"0 "}},{"$f":"VLOOKUP(BC82&\"_\"&$AZ$9,データシート3!A:AB,MATCH(\"ea_\"&\"中小水（河川）\"&\"_年間発電\",データシート3!$A$1:$AB$1,0),0)/10^3+VLOOKUP(BC82&\"_\"&$AZ$9,データシート3!A:AB,MATCH(\"ea_\"&\"中小水（農業用水路）\"&\"_年間発電\",データシート3!$A$1:$AB$1,0),0)/10^3","v":{"v":8213.286,"d":"8,213 "}},{"$f":"VLOOKUP(BC82&\"_\"&$AZ$9,データシート3!A:AB,MATCH(\"ea_\"&\"地熱（蒸気フラッシュ発電）\"&\"_年間発電\",データシート3!$A$1:$AB$1,0),0)/10^3+VLOOKUP(BC82&\"_\"&$AZ$9,データシート3!A:AB,MATCH(\"ea_\"&\"地熱（バイナリー発電）\"&\"_年間発電\",データシート3!$A$1:$AB$1,0),0)/10^3+VLOOKUP(BC82&\"_\"&$AZ$9,データシート3!A:AB,MATCH(\"ea_\"&\"地熱（低温バイナリー発電）\"&\"_年間発電\",データシート3!$A$1:$AB$1,0),0)/10^3","v":{"v":0,"d":"0 "}},{"v":142338.33699999997,"d":"142,338 "},{"$f":"(VLOOKUP($BC82&\"_\"&$AZ$8,データシート3!$A:$AN,MATCH(\"da_合計\",データシート3!$A$1:$AN$1,0),0))/10^3","v":{"v":17084.869894532487,"d":"17,085 "}},{"v":125253.46710546748,"d":"125,253 "},{"v":0,"d":"0 "},{"v":125253.46710546748,"d":"125,253 "}]
[{"$nulls":49},{"$f":"比較地域マスタ!AD18","v":"39201"},{"$f":"IF(IFERROR(比較地域マスタ!$AE18,\"\")=0,\"\",IFERROR(比較地域マスタ!$AE18,\"\"))","v":"高知市"},null,12,1,"39201","高知市",{"$f":"VLOOKUP(BC83&\"_\"&$AZ$9,データシート3!A:AB,MATCH(\"ea_\"&\"太陽光（建物系）\"&\"_年間発電\",データシート3!$A$1:$AB$1,0),0)/10^3+VLOOKUP(BC83&\"_\"&$AZ$9,データシート3!A:AB,MATCH(\"ea_\"&\"太陽光（土地系）\"&\"_年間発電\",データシート3!$A$1:$AB$1,0),0)/10^3","v":{"v":1888663.0380000002,"d":"1,888,663 "}},{"$f":"VLOOKUP(BC83&\"_\"&$AZ$9,データシート3!A:AB,MATCH(\"ea_\"&\"風力（陸上）\"&\"_年間発電\",データシート3!$A$1:$AB$1,0),0)/10^3","v":{"v":71125.292,"d":"71,125 "}},{"$f":"VLOOKUP(BC83&\"_\"&$AZ$9,データシート3!A:AB,MATCH(\"ea_\"&\"中小水（河川）\"&\"_年間発電\",データシート3!$A$1:$AB$1,0),0)/10^3+VLOOKUP(BC83&\"_\"&$AZ$9,データシート3!A:AB,MATCH(\"ea_\"&\"中小水（農業用水路）\"&\"_年間発電\",データシート3!$A$1:$AB$1,0),0)/10^3","v":{"v":24708.333,"d":"24,708 "}},{"$f":"VLOOKUP(BC83&\"_\"&$AZ$9,データシート3!A:AB,MATCH(\"ea_\"&\"地熱（蒸気フラッシュ発電）\"&\"_年間発電\",データシート3!$A$1:$AB$1,0),0)/10^3+VLOOKUP(BC83&\"_\"&$AZ$9,データシート3!A:AB,MATCH(\"ea_\"&\"地熱（バイナリー発電）\"&\"_年間発電\",データシート3!$A$1:$AB$1,0),0)/10^3+VLOOKUP(BC83&\"_\"&$AZ$9,データシート3!A:AB,MATCH(\"ea_\"&\"地熱（低温バイナリー発電）\"&\"_年間発電\",データシート3!$A$1:$AB$1,0),0)/10^3","v":{"v":0,"d":"0 "}},{"v":1984496.6630000002,"d":"1,984,497 "},{"$f":"(VLOOKUP($BC83&\"_\"&$AZ$8,データシート3!$A:$AN,MATCH(\"da_合計\",データシート3!$A$1:$AN$1,0),0))/10^3","v":{"v":1822365.3569261394,"d":"1,822,365 "}},{"v":162131.30607386073,"d":"162,131 "},{"v":0,"d":"0 "},{"v":162131.30607386073,"d":"162,131 "}]
[{"$nulls":49},{"$f":"比較地域マスタ!AD19","v":"39211"},{"$f":"IF(IFERROR(比較地域マスタ!$AE19,\"\")=0,\"\",IFERROR(比較地域マスタ!$AE19,\"\"))","v":"香南市"},null,13,1,"39211","香南市",{"$f":"VLOOKUP(BC84&\"_\"&$AZ$9,データシート3!A:AB,MATCH(\"ea_\"&\"太陽光（建物系）\"&\"_年間発電\",データシート3!$A$1:$AB$1,0),0)/10^3+VLOOKUP(BC84&\"_\"&$AZ$9,データシート3!A:AB,MATCH(\"ea_\"&\"太陽光（土地系）\"&\"_年間発電\",データシート3!$A$1:$AB$1,0),0)/10^3","v":{"v":747769.263,"d":"747,769 "}},{"$f":"VLOOKUP(BC84&\"_\"&$AZ$9,データシート3!A:AB,MATCH(\"ea_\"&\"風力（陸上）\"&\"_年間発電\",データシート3!$A$1:$AB$1,0),0)/10^3","v":{"v":895.002,"d":"895 "}},{"$f":"VLOOKUP(BC84&\"_\"&$AZ$9,データシート3!A:AB,MATCH(\"ea_\"&\"中小水（河川）\"&\"_年間発電\",データシート3!$A$1:$AB$1,0),0)/10^3+VLOOKUP(BC84&\"_\"&$AZ$9,データシート3!A:AB,MATCH(\"ea_\"&\"中小水（農業用水路）\"&\"_年間発電\",データシート3!$A$1:$AB$1,0),0)/10^3","v":{"v":6626.670000000001,"d":"6,627 "}},{"$f":"VLOOKUP(BC84&\"_\"&$AZ$9,データシート3!A:AB,MATCH(\"ea_\"&\"地熱（蒸気フラッシュ発電）\"&\"_年間発電\",データシート3!$A$1:$AB$1,0),0)/10^3+VLOOKUP(BC84&\"_\"&$AZ$9,データシート3!A:AB,MATCH(\"ea_\"&\"地熱（バイナリー発電）\"&\"_年間発電\",データシート3!$A$1:$AB$1,0),0)/10^3+VLOOKUP(BC84&\"_\"&$AZ$9,データシート3!A:AB,MATCH(\"ea_\"&\"地熱（低温バイナリー発電）\"&\"_年間発電\",データシート3!$A$1:$AB$1,0),0)/10^3","v":{"v":0,"d":"0 "}},{"v":755290.935,"d":"755,291 "},{"$f":"(VLOOKUP($BC84&\"_\"&$AZ$8,データシート3!$A:$AN,MATCH(\"da_合計\",データシート3!$A$1:$AN$1,0),0))/10^3","v":{"v":161792.0135430198,"d":"161,792 "}},{"v":593498.9214569803,"d":"593,499 "},{"v":0,"d":"0 "},{"v":593498.9214569803,"d":"593,499 "}]
[{"$nulls":49},{"$f":"比較地域マスタ!AD20","v":"39402"},{"$f":"IF(IFERROR(比較地域マスタ!$AE20,\"\")=0,\"\",IFERROR(比較地域マスタ!$AE20,\"\"))","v":"佐川町"},null,14,1,"39402","佐川町",{"$f":"VLOOKUP(BC85&\"_\"&$AZ$9,データシート3!A:AB,MATCH(\"ea_\"&\"太陽光（建物系）\"&\"_年間発電\",データシート3!$A$1:$AB$1,0),0)/10^3+VLOOKUP(BC85&\"_\"&$AZ$9,データシート3!A:AB,MATCH(\"ea_\"&\"太陽光（土地系）\"&\"_年間発電\",データシート3!$A$1:$AB$1,0),0)/10^3","v":{"v":283096.267,"d":"283,096 "}},{"$f":"VLOOKUP(BC85&\"_\"&$AZ$9,データシート3!A:AB,MATCH(\"ea_\"&\"風力（陸上）\"&\"_年間発電\",データシート3!$A$1:$AB$1,0),0)/10^3","v":{"v":39853.042,"d":"39,853 "}},{"$f":"VLOOKUP(BC85&\"_\"&$AZ$9,データシート3!A:AB,MATCH(\"ea_\"&\"中小水（河川）\"&\"_年間発電\",データシート3!$A$1:$AB$1,0),0)/10^3+VLOOKUP(BC85&\"_\"&$AZ$9,データシート3!A:AB,MATCH(\"ea_\"&\"中小水（農業用水路）\"&\"_年間発電\",データシート3!$A$1:$AB$1,0),0)/10^3","v":{"v":1390.1869999999997,"d":"1,390 "}},{"$f":"VLOOKUP(BC85&\"_\"&$AZ$9,データシート3!A:AB,MATCH(\"ea_\"&\"地熱（蒸気フラッシュ発電）\"&\"_年間発電\",データシート3!$A$1:$AB$1,0),0)/10^3+VLOOKUP(BC85&\"_\"&$AZ$9,データシート3!A:AB,MATCH(\"ea_\"&\"地熱（バイナリー発電）\"&\"_年間発電\",データシート3!$A$1:$AB$1,0),0)/10^3+VLOOKUP(BC85&\"_\"&$AZ$9,データシート3!A:AB,MATCH(\"ea_\"&\"地熱（低温バイナリー発電）\"&\"_年間発電\",データシート3!$A$1:$AB$1,0),0)/10^3","v":{"v":0,"d":"0 "}},{"v":324339.496,"d":"324,339 "},{"$f":"(VLOOKUP($BC85&\"_\"&$AZ$8,データシート3!$A:$AN,MATCH(\"da_合計\",データシート3!$A$1:$AN$1,0),0))/10^3","v":{"v":52423.741629795964,"d":"52,424 "}},{"v":271915.754370204,"d":"271,916 "},{"v":0,"d":"0 "},{"v":271915.754370204,"d":"271,916 "}]
[{"$nulls":49},{"$f":"比較地域マスタ!AD21","v":"39210"},{"$f":"IF(IFERROR(比較地域マスタ!$AE21,\"\")=0,\"\",IFERROR(比較地域マスタ!$AE21,\"\"))","v":"四万十市"},null,15,1,"39210","四万十市",{"$f":"VLOOKUP(BC86&\"_\"&$AZ$9,データシート3!A:AB,MATCH(\"ea_\"&\"太陽光（建物系）\"&\"_年間発電\",データシート3!$A$1:$AB$1,0),0)/10^3+VLOOKUP(BC86&\"_\"&$AZ$9,データシート3!A:AB,MATCH(\"ea_\"&\"太陽光（土地系）\"&\"_年間発電\",データシート3!$A$1:$AB$1,0),0)/10^3","v":{"v":584788.4469999999,"d":"584,788 "}},{"$f":"VLOOKUP(BC86&\"_\"&$AZ$9,データシート3!A:AB,MATCH(\"ea_\"&\"風力（陸上）\"&\"_年間発電\",データシート3!$A$1:$AB$1,0),0)/10^3","v":{"v":1165936.0049999997,"d":"1,165,936 "}},{"$f":"VLOOKUP(BC86&\"_\"&$AZ$9,データシート3!A:AB,MATCH(\"ea_\"&\"中小水（河川）\"&\"_年間発電\",データシート3!$A$1:$AB$1,0),0)/10^3+VLOOKUP(BC86&\"_\"&$AZ$9,データシート3!A:AB,MATCH(\"ea_\"&\"中小水（農業用水路）\"&\"_年間発電\",データシート3!$A$1:$AB$1,0),0)/10^3","v":{"v":1790.109,"d":"1,790 "}},{"$f":"VLOOKUP(BC86&\"_\"&$AZ$9,データシート3!A:AB,MATCH(\"ea_\"&\"地熱（蒸気フラッシュ発電）\"&\"_年間発電\",データシート3!$A$1:$AB$1,0),0)/10^3+VLOOKUP(BC86&\"_\"&$AZ$9,データシート3!A:AB,MATCH(\"ea_\"&\"地熱（バイナリー発電）\"&\"_年間発電\",データシート3!$A$1:$AB$1,0),0)/10^3+VLOOKUP(BC86&\"_\"&$AZ$9,データシート3!A:AB,MATCH(\"ea_\"&\"地熱（低温バイナリー発電）\"&\"_年間発電\",データシート3!$A$1:$AB$1,0),0)/10^3","v":{"v":0,"d":"0 "}},{"v":1752514.5609999995,"d":"1,752,515 "},{"$f":"(VLOOKUP($BC86&\"_\"&$AZ$8,データシート3!$A:$AN,MATCH(\"da_合計\",データシート3!$A$1:$AN$1,0),0))/10^3","v":{"v":179372.10433252447,"d":"179,372 "}},{"v":1573142.456667475,"d":"1,573,142 "},{"v":0,"d":"0 "},{"v":1573142.456667475,"d":"1,573,142 "}]
[{"$nulls":49},{"$f":"比較地域マスタ!AD22","v":"39412"},{"$f":"IF(IFERROR(比較地域マスタ!$AE22,\"\")=0,\"\",IFERROR(比較地域マスタ!$AE22,\"\"))","v":"四万十町"},null,16,1,"39412","四万十町",{"$f":"VLOOKUP(BC87&\"_\"&$AZ$9,データシート3!A:AB,MATCH(\"ea_\"&\"太陽光（建物系）\"&\"_年間発電\",データシート3!$A$1:$AB$1,0),0)/10^3+VLOOKUP(BC87&\"_\"&$AZ$9,データシート3!A:AB,MATCH(\"ea_\"&\"太陽光（土地系）\"&\"_年間発電\",データシート3!$A$1:$AB$1,0),0)/10^3","v":{"v":820227.1200000001,"d":"820,227 "}},{"$f":"VLOOKUP(BC87&\"_\"&$AZ$9,データシート3!A:AB,MATCH(\"ea_\"&\"風力（陸上）\"&\"_年間発電\",データシート3!$A$1:$AB$1,0),0)/10^3","v":{"v":812325.08,"d":"812,325 "}},{"$f":"VLOOKUP(BC87&\"_\"&$AZ$9,データシート3!A:AB,MATCH(\"ea_\"&\"中小水（河川）\"&\"_年間発電\",データシート3!$A$1:$AB$1,0),0)/10^3+VLOOKUP(BC87&\"_\"&$AZ$9,データシート3!A:AB,MATCH(\"ea_\"&\"中小水（農業用水路）\"&\"_年間発電\",データシート3!$A$1:$AB$1,0),0)/10^3","v":{"v":302.255,"d":"302 "}},{"$f":"VLOOKUP(BC87&\"_\"&$AZ$9,データシート3!A:AB,MATCH(\"ea_\"&\"地熱（蒸気フラッシュ発電）\"&\"_年間発電\",データシート3!$A$1:$AB$1,0),0)/10^3+VLOOKUP(BC87&\"_\"&$AZ$9,データシート3!A:AB,MATCH(\"ea_\"&\"地熱（バイナリー発電）\"&\"_年間発電\",データシート3!$A$1:$AB$1,0),0)/10^3+VLOOKUP(BC87&\"_\"&$AZ$9,データシート3!A:AB,MATCH(\"ea_\"&\"地熱（低温バイナリー発電）\"&\"_年間発電\",データシート3!$A$1:$AB$1,0),0)/10^3","v":{"v":0,"d":"0 "}},{"v":1632854.455,"d":"1,632,854 "},{"$f":"(VLOOKUP($BC87&\"_\"&$AZ$8,データシート3!$A:$AN,MATCH(\"da_合計\",データシート3!$A$1:$AN$1,0),0))/10^3","v":{"v":81150.38208544705,"d":"81,150 "}},{"v":1551704.072914553,"d":"1,551,704 "},{"v":0,"d":"0 "},{"v":1551704.072914553,"d":"1,551,704 "}]
[{"$nulls":49},{"$f":"比較地域マスタ!AD23","v":"39208"},{"$f":"IF(IFERROR(比較地域マスタ!$AE23,\"\")=0,\"\",IFERROR(比較地域マスタ!$AE23,\"\"))","v":"宿毛市"},null,17,1,"39208","宿毛市",{"$f":"VLOOKUP(BC88&\"_\"&$AZ$9,データシート3!A:AB,MATCH(\"ea_\"&\"太陽光（建物系）\"&\"_年間発電\",データシート3!$A$1:$AB$1,0),0)/10^3+VLOOKUP(BC88&\"_\"&$AZ$9,データシート3!A:AB,MATCH(\"ea_\"&\"太陽光（土地系）\"&\"_年間発電\",データシート3!$A$1:$AB$1,0),0)/10^3","v":{"v":514285.582,"d":"514,286 "}},{"$f":"VLOOKUP(BC88&\"_\"&$AZ$9,データシート3!A:AB,MATCH(\"ea_\"&\"風力（陸上）\"&\"_年間発電\",データシート3!$A$1:$AB$1,0),0)/10^3","v":{"v":600536.279,"d":"600,536 "}},{"$f":"VLOOKUP(BC88&\"_\"&$AZ$9,データシート3!A:AB,MATCH(\"ea_\"&\"中小水（河川）\"&\"_年間発電\",データシート3!$A$1:$AB$1,0),0)/10^3+VLOOKUP(BC88&\"_\"&$AZ$9,データシート3!A:AB,MATCH(\"ea_\"&\"中小水（農業用水路）\"&\"_年間発電\",データシート3!$A$1:$AB$1,0),0)/10^3","v":{"v":5103.002,"d":"5,103 "}},{"$f":"VLOOKUP(BC88&\"_\"&$AZ$9,データシート3!A:AB,MATCH(\"ea_\"&\"地熱（蒸気フラッシュ発電）\"&\"_年間発電\",データシート3!$A$1:$AB$1,0),0)/10^3+VLOOKUP(BC88&\"_\"&$AZ$9,データシート3!A:AB,MATCH(\"ea_\"&\"地熱（バイナリー発電）\"&\"_年間発電\",データシート3!$A$1:$AB$1,0),0)/10^3+VLOOKUP(BC88&\"_\"&$AZ$9,データシート3!A:AB,MATCH(\"ea_\"&\"地熱（低温バイナリー発電）\"&\"_年間発電\",データシート3!$A$1:$AB$1,0),0)/10^3","v":{"v":0,"d":"0 "}},{"v":1119924.8630000001,"d":"1,119,925 "},{"$f":"(VLOOKUP($BC88&\"_\"&$AZ$8,データシート3!$A:$AN,MATCH(\"da_合計\",データシート3!$A$1:$AN$1,0),0))/10^3","v":{"v":106363.90986260418,"d":"106,364 "}},{"v":1013560.9531373959,"d":"1,013,561 "},{"v":0,"d":"0 "},{"v":1013560.9531373959,"d":"1,013,561 "}]
[{"$nulls":49},{"$f":"比較地域マスタ!AD24","v":"39206"},{"$f":"IF(IFERROR(比較地域マスタ!$AE24,\"\")=0,\"\",IFERROR(比較地域マスタ!$AE24,\"\"))","v":"須崎市"},null,18,1,"39206","須崎市",{"$f":"VLOOKUP(BC89&\"_\"&$AZ$9,データシート3!A:AB,MATCH(\"ea_\"&\"太陽光（建物系）\"&\"_年間発電\",データシート3!$A$1:$AB$1,0),0)/10^3+VLOOKUP(BC89&\"_\"&$AZ$9,データシート3!A:AB,MATCH(\"ea_\"&\"太陽光（土地系）\"&\"_年間発電\",データシート3!$A$1:$AB$1,0),0)/10^3","v":{"v":356870.66000000003,"d":"356,871 "}},{"$f":"VLOOKUP(BC89&\"_\"&$AZ$9,データシート3!A:AB,MATCH(\"ea_\"&\"風力（陸上）\"&\"_年間発電\",データシート3!$A$1:$AB$1,0),0)/10^3","v":{"v":7857.197,"d":"7,857 "}},{"$f":"VLOOKUP(BC89&\"_\"&$AZ$9,データシート3!A:AB,MATCH(\"ea_\"&\"中小水（河川）\"&\"_年間発電\",データシート3!$A$1:$AB$1,0),0)/10^3+VLOOKUP(BC89&\"_\"&$AZ$9,データシート3!A:AB,MATCH(\"ea_\"&\"中小水（農業用水路）\"&\"_年間発電\",データシート3!$A$1:$AB$1,0),0)/10^3","v":{"v":1465.126,"d":"1,465 "}},{"$f":"VLOOKUP(BC89&\"_\"&$AZ$9,データシート3!A:AB,MATCH(\"ea_\"&\"地熱（蒸気フラッシュ発電）\"&\"_年間発電\",データシート3!$A$1:$AB$1,0),0)/10^3+VLOOKUP(BC89&\"_\"&$AZ$9,データシート3!A:AB,MATCH(\"ea_\"&\"地熱（バイナリー発電）\"&\"_年間発電\",データシート3!$A$1:$AB$1,0),0)/10^3+VLOOKUP(BC89&\"_\"&$AZ$9,データシート3!A:AB,MATCH(\"ea_\"&\"地熱（低温バイナリー発電）\"&\"_年間発電\",データシート3!$A$1:$AB$1,0),0)/10^3","v":{"v":0,"d":"0 "}},{"v":366192.983,"d":"366,193 "},{"$f":"(VLOOKUP($BC89&\"_\"&$AZ$8,データシート3!$A:$AN,MATCH(\"da_合計\",データシート3!$A$1:$AN$1,0),0))/10^3","v":{"v":176429.6778286979,"d":"176,430 "}},{"v":189763.3051713021,"d":"189,763 "},{"v":0,"d":"0 "},{"v":189763.3051713021,"d":"189,763 "}]
[{"$nulls":49},{"$f":"比較地域マスタ!AD25","v":"39303"},{"$f":"IF(IFERROR(比較地域マスタ!$AE25,\"\")=0,\"\",IFERROR(比較地域マスタ!$AE25,\"\"))","v":"田野町"},null,19,1,"39303","田野町",{"$f":"VLOOKUP(BC90&\"_\"&$AZ$9,データシート3!A:AB,MATCH(\"ea_\"&\"太陽光（建物系）\"&\"_年間発電\",データシート3!$A$1:$AB$1,0),0)/10^3+VLOOKUP(BC90&\"_\"&$AZ$9,データシート3!A:AB,MATCH(\"ea_\"&\"太陽光（土地系）\"&\"_年間発電\",データシート3!$A$1:$AB$1,0),0)/10^3","v":{"v":53933.769,"d":"53,934 "}},{"$f":"VLOOKUP(BC90&\"_\"&$AZ$9,データシート3!A:AB,MATCH(\"ea_\"&\"風力（陸上）\"&\"_年間発電\",データシート3!$A$1:$AB$1,0),0)/10^3","v":{"v":0,"d":"0 "}},{"$f":"VLOOKUP(BC90&\"_\"&$AZ$9,データシート3!A:AB,MATCH(\"ea_\"&\"中小水（河川）\"&\"_年間発電\",データシート3!$A$1:$AB$1,0),0)/10^3+VLOOKUP(BC90&\"_\"&$AZ$9,データシート3!A:AB,MATCH(\"ea_\"&\"中小水（農業用水路）\"&\"_年間発電\",データシート3!$A$1:$AB$1,0),0)/10^3","v":{"v":1578.7639999999997,"d":"1,579 "}},{"$f":"VLOOKUP(BC90&\"_\"&$AZ$9,データシート3!A:AB,MATCH(\"ea_\"&\"地熱（蒸気フラッシュ発電）\"&\"_年間発電\",データシート3!$A$1:$AB$1,0),0)/10^3+VLOOKUP(BC90&\"_\"&$AZ$9,データシート3!A:AB,MATCH(\"ea_\"&\"地熱（バイナリー発電）\"&\"_年間発電\",データシート3!$A$1:$AB$1,0),0)/10^3+VLOOKUP(BC90&\"_\"&$AZ$9,データシート3!A:AB,MATCH(\"ea_\"&\"地熱（低温バイナリー発電）\"&\"_年間発電\",データシート3!$A$1:$AB$1,0),0)/10^3","v":{"v":0,"d":"0 "}},{"v":55512.533,"d":"55,513 "},{"$f":"(VLOOKUP($BC90&\"_\"&$AZ$8,データシート3!$A:$AN,MATCH(\"da_合計\",データシート3!$A$1:$AN$1,0),0))/10^3","v":{"v":13730.196370149542,"d":"13,730 "}},{"v":41782.33662985046,"d":"41,782 "},{"v":0,"d":"0 "},{"v":41782.33662985046,"d":"41,782 "}]
[{"$nulls":49},{"$f":"比較地域マスタ!AD26","v":"39411"},{"$f":"IF(IFERROR(比較地域マスタ!$AE26,\"\")=0,\"\",IFERROR(比較地域マスタ!$AE26,\"\"))","v":"津野町"},null,20,1,"39411","津野町",{"$f":"VLOOKUP(BC91&\"_\"&$AZ$9,データシート3!A:AB,MATCH(\"ea_\"&\"太陽光（建物系）\"&\"_年間発電\",データシート3!$A$1:$AB$1,0),0)/10^3+VLOOKUP(BC91&\"_\"&$AZ$9,データシート3!A:AB,MATCH(\"ea_\"&\"太陽光（土地系）\"&\"_年間発電\",データシート3!$A$1:$AB$1,0),0)/10^3","v":{"v":121252.628,"d":"121,253 "}},{"$f":"VLOOKUP(BC91&\"_\"&$AZ$9,データシート3!A:AB,MATCH(\"ea_\"&\"風力（陸上）\"&\"_年間発電\",データシート3!$A$1:$AB$1,0),0)/10^3","v":{"v":183081.397,"d":"183,081 "}},{"$f":"VLOOKUP(BC91&\"_\"&$AZ$9,データシート3!A:AB,MATCH(\"ea_\"&\"中小水（河川）\"&\"_年間発電\",データシート3!$A$1:$AB$1,0),0)/10^3+VLOOKUP(BC91&\"_\"&$AZ$9,データシート3!A:AB,MATCH(\"ea_\"&\"中小水（農業用水路）\"&\"_年間発電\",データシート3!$A$1:$AB$1,0),0)/10^3","v":{"v":1168.271,"d":"1,168 "}},{"$f":"VLOOKUP(BC91&\"_\"&$AZ$9,データシート3!A:AB,MATCH(\"ea_\"&\"地熱（蒸気フラッシュ発電）\"&\"_年間発電\",データシート3!$A$1:$AB$1,0),0)/10^3+VLOOKUP(BC91&\"_\"&$AZ$9,データシート3!A:AB,MATCH(\"ea_\"&\"地熱（バイナリー発電）\"&\"_年間発電\",データシート3!$A$1:$AB$1,0),0)/10^3+VLOOKUP(BC91&\"_\"&$AZ$9,データシート3!A:AB,MATCH(\"ea_\"&\"地熱（低温バイナリー発電）\"&\"_年間発電\",データシート3!$A$1:$AB$1,0),0)/10^3","v":{"v":0,"d":"0 "}},{"v":305502.29600000003,"d":"305,502 "},{"$f":"(VLOOKUP($BC91&\"_\"&$AZ$8,データシート3!$A:$AN,MATCH(\"da_合計\",データシート3!$A$1:$AN$1,0),0))/10^3","v":{"v":22939.78610584099,"d":"22,940 "}},{"v":282562.50989415904,"d":"282,563 "},{"v":0,"d":"0 "},{"v":282562.50989415904,"d":"282,563 "}]
[{"$nulls":49},{"$f":"比較地域マスタ!AD27","v":"39301"},{"$f":"IF(IFERROR(比較地域マスタ!$AE27,\"\")=0,\"\",IFERROR(比較地域マスタ!$AE27,\"\"))","v":"東洋町"},null,21,1,"39301","東洋町",{"$f":"VLOOKUP(BC92&\"_\"&$AZ$9,データシート3!A:AB,MATCH(\"ea_\"&\"太陽光（建物系）\"&\"_年間発電\",データシート3!$A$1:$AB$1,0),0)/10^3+VLOOKUP(BC92&\"_\"&$AZ$9,データシート3!A:AB,MATCH(\"ea_\"&\"太陽光（土地系）\"&\"_年間発電\",データシート3!$A$1:$AB$1,0),0)/10^3","v":{"v":102049.08499999999,"d":"102,049 "}},{"$f":"VLOOKUP(BC92&\"_\"&$AZ$9,データシート3!A:AB,MATCH(\"ea_\"&\"風力（陸上）\"&\"_年間発電\",データシート3!$A$1:$AB$1,0),0)/10^3","v":{"v":24204.084,"d":"24,204 "}},{"$f":"VLOOKUP(BC92&\"_\"&$AZ$9,データシート3!A:AB,MATCH(\"ea_\"&\"中小水（河川）\"&\"_年間発電\",データシート3!$A$1:$AB$1,0),0)/10^3+VLOOKUP(BC92&\"_\"&$AZ$9,データシート3!A:AB,MATCH(\"ea_\"&\"中小水（農業用水路）\"&\"_年間発電\",データシート3!$A$1:$AB$1,0),0)/10^3","v":{"v":1704.1169999999997,"d":"1,704 "}},{"$f":"VLOOKUP(BC92&\"_\"&$AZ$9,データシート3!A:AB,MATCH(\"ea_\"&\"地熱（蒸気フラッシュ発電）\"&\"_年間発電\",データシート3!$A$1:$AB$1,0),0)/10^3+VLOOKUP(BC92&\"_\"&$AZ$9,データシート3!A:AB,MATCH(\"ea_\"&\"地熱（バイナリー発電）\"&\"_年間発電\",データシート3!$A$1:$AB$1,0),0)/10^3+VLOOKUP(BC92&\"_\"&$AZ$9,データシート3!A:AB,MATCH(\"ea_\"&\"地熱（低温バイナリー発電）\"&\"_年間発電\",データシート3!$A$1:$AB$1,0),0)/10^3","v":{"v":0,"d":"0 "}},{"v":127957.286,"d":"127,957 "},{"$f":"(VLOOKUP($BC92&\"_\"&$AZ$8,データシート3!$A:$AN,MATCH(\"da_合計\",データシート3!$A$1:$AN$1,0),0))/10^3","v":{"v":9928.084379020267,"d":"9,928 "}},{"$f":"BI92-BJ92","v":{"v":118029.20162097973,"d":"118,029 "}},{"v":0,"d":"0 "},{"v":118029.20162097973,"d":"118,029 "}]
[{"$nulls":49},{"$f":"比較地域マスタ!AD28","v":"39205"},{"$f":"IF(IFERROR(比較地域マスタ!$AE28,\"\")=0,\"\",IFERROR(比較地域マスタ!$AE28,\"\"))","v":"土佐市"},null,22,1,"39205","土佐市",{"$f":"VLOOKUP(BC93&\"_\"&$AZ$9,データシート3!A:AB,MATCH(\"ea_\"&\"太陽光（建物系）\"&\"_年間発電\",データシート3!$A$1:$AB$1,0),0)/10^3+VLOOKUP(BC93&\"_\"&$AZ$9,データシート3!A:AB,MATCH(\"ea_\"&\"太陽光（土地系）\"&\"_年間発電\",データシート3!$A$1:$AB$1,0),0)/10^3","v":{"v":403853.74100000004,"d":"403,854 "}},{"$f":"VLOOKUP(BC93&\"_\"&$AZ$9,データシート3!A:AB,MATCH(\"ea_\"&\"風力（陸上）\"&\"_年間発電\",データシート3!$A$1:$AB$1,0),0)/10^3","v":{"v":190.52699999999996,"d":"191 "}},{"$f":"VLOOKUP(BC93&\"_\"&$AZ$9,データシート3!A:AB,MATCH(\"ea_\"&\"中小水（河川）\"&\"_年間発電\",データシート3!$A$1:$AB$1,0),0)/10^3+VLOOKUP(BC93&\"_\"&$AZ$9,データシート3!A:AB,MATCH(\"ea_\"&\"中小水（農業用水路）\"&\"_年間発電\",データシート3!$A$1:$AB$1,0),0)/10^3","v":{"v":0,"d":"0 "}},{"$f":"VLOOKUP(BC93&\"_\"&$AZ$9,データシート3!A:AB,MATCH(\"ea_\"&\"地熱（蒸気フラッシュ発電）\"&\"_年間発電\",データシート3!$A$1:$AB$1,0),0)/10^3+VLOOKUP(BC93&\"_\"&$AZ$9,データシート3!A:AB,MATCH(\"ea_\"&\"地熱（バイナリー発電）\"&\"_年間発電\",データシート3!$A$1:$AB$1,0),0)/10^3+VLOOKUP(BC93&\"_\"&$AZ$9,データシート3!A:AB,MATCH(\"ea_\"&\"地熱（低温バイナリー発電）\"&\"_年間発電\",データシート3!$A$1:$AB$1,0),0)/10^3","v":{"v":0,"d":"0 "}},{"v":404044.26800000004,"d":"404,044 "},{"$f":"(VLOOKUP($BC93&\"_\"&$AZ$8,データシート3!$A:$AN,MATCH(\"da_合計\",データシート3!$A$1:$AN$1,0),0))/10^3","v":{"v":131733.11354218426,"d":"131,733 "}},{"v":272311.1544578158,"d":"272,311 "},{"v":0,"d":"0 "},{"v":272311.1544578158,"d":"272,311 "}]
[{"$nulls":49},{"$f":"比較地域マスタ!AD29","v":"39209"},{"$f":"IF(IFERROR(比較地域マスタ!$AE29,\"\")=0,\"\",IFERROR(比較地域マスタ!$AE29,\"\"))","v":"土佐清水市"},null,23,1,"39209","土佐清水市",{"$f":"VLOOKUP(BC94&\"_\"&$AZ$9,データシート3!A:AB,MATCH(\"ea_\"&\"太陽光（建物系）\"&\"_年間発電\",データシート3!$A$1:$AB$1,0),0)/10^3+VLOOKUP(BC94&\"_\"&$AZ$9,データシート3!A:AB,MATCH(\"ea_\"&\"太陽光（土地系）\"&\"_年間発電\",データシート3!$A$1:$AB$1,0),0)/10^3","v":{"v":274492.525,"d":"274,493 "}},{"$f":"VLOOKUP(BC94&\"_\"&$AZ$9,データシート3!A:AB,MATCH(\"ea_\"&\"風力（陸上）\"&\"_年間発電\",データシート3!$A$1:$AB$1,0),0)/10^3","v":{"v":954696.4,"d":"954,696 "}},{"$f":"VLOOKUP(BC94&\"_\"&$AZ$9,データシート3!A:AB,MATCH(\"ea_\"&\"中小水（河川）\"&\"_年間発電\",データシート3!$A$1:$AB$1,0),0)/10^3+VLOOKUP(BC94&\"_\"&$AZ$9,データシート3!A:AB,MATCH(\"ea_\"&\"中小水（農業用水路）\"&\"_年間発電\",データシート3!$A$1:$AB$1,0),0)/10^3","v":{"v":8050.732,"d":"8,051 "}},{"$f":"VLOOKUP(BC94&\"_\"&$AZ$9,データシート3!A:AB,MATCH(\"ea_\"&\"地熱（蒸気フラッシュ発電）\"&\"_年間発電\",データシート3!$A$1:$AB$1,0),0)/10^3+VLOOKUP(BC94&\"_\"&$AZ$9,データシート3!A:AB,MATCH(\"ea_\"&\"地熱（バイナリー発電）\"&\"_年間発電\",データシート3!$A$1:$AB$1,0),0)/10^3+VLOOKUP(BC94&\"_\"&$AZ$9,データシート3!A:AB,MATCH(\"ea_\"&\"地熱（低温バイナリー発電）\"&\"_年間発電\",データシート3!$A$1:$AB$1,0),0)/10^3","v":{"v":0,"d":"0 "}},{"v":1237239.6570000001,"d":"1,237,240 "},{"$f":"(VLOOKUP($BC94&\"_\"&$AZ$8,データシート3!$A:$AN,MATCH(\"da_合計\",データシート3!$A$1:$AN$1,0),0))/10^3","v":{"v":60283.55065458489,"d":"60,284 "}},{"v":1176956.106345415,"d":"1,176,956 "},{"v":0,"d":"0 "},{"v":1176956.106345415,"d":"1,176,956 "}]
[{"$nulls":49},{"$f":"比較地域マスタ!AD30","v":"39363"},{"$f":"IF(IFERROR(比較地域マスタ!$AE30,\"\")=0,\"\",IFERROR(比較地域マスタ!$AE30,\"\"))","v":"土佐町"},null,24,1,"39363","土佐町",{"$f":"VLOOKUP(BC95&\"_\"&$AZ$9,データシート3!A:AB,MATCH(\"ea_\"&\"太陽光（建物系）\"&\"_年間発電\",データシート3!$A$1:$AB$1,0),0)/10^3+VLOOKUP(BC95&\"_\"&$AZ$9,データシート3!A:AB,MATCH(\"ea_\"&\"太陽光（土地系）\"&\"_年間発電\",データシート3!$A$1:$AB$1,0),0)/10^3","v":{"v":105136.815,"d":"105,137 "}},{"$f":"VLOOKUP(BC95&\"_\"&$AZ$9,データシート3!A:AB,MATCH(\"ea_\"&\"風力（陸上）\"&\"_年間発電\",データシート3!$A$1:$AB$1,0),0)/10^3","v":{"v":367121.416,"d":"367,121 "}},{"$f":"VLOOKUP(BC95&\"_\"&$AZ$9,データシート3!A:AB,MATCH(\"ea_\"&\"中小水（河川）\"&\"_年間発電\",データシート3!$A$1:$AB$1,0),0)/10^3+VLOOKUP(BC95&\"_\"&$AZ$9,データシート3!A:AB,MATCH(\"ea_\"&\"中小水（農業用水路）\"&\"_年間発電\",データシート3!$A$1:$AB$1,0),0)/10^3","v":{"v":5516.901,"d":"5,517 "}},{"$f":"VLOOKUP(BC95&\"_\"&$AZ$9,データシート3!A:AB,MATCH(\"ea_\"&\"地熱（蒸気フラッシュ発電）\"&\"_年間発電\",データシート3!$A$1:$AB$1,0),0)/10^3+VLOOKUP(BC95&\"_\"&$AZ$9,データシート3!A:AB,MATCH(\"ea_\"&\"地熱（バイナリー発電）\"&\"_年間発電\",データシート3!$A$1:$AB$1,0),0)/10^3+VLOOKUP(BC95&\"_\"&$AZ$9,データシート3!A:AB,MATCH(\"ea_\"&\"地熱（低温バイナリー発電）\"&\"_年間発電\",データシート3!$A$1:$AB$1,0),0)/10^3","v":{"v":0,"d":"0 "}},{"v":477775.13200000004,"d":"477,775 "},{"$f":"(VLOOKUP($BC95&\"_\"&$AZ$8,データシート3!$A:$AN,MATCH(\"da_合計\",データシート3!$A$1:$AN$1,0),0))/10^3","v":{"v":17940.046677168135,"d":"17,940 "}},{"v":459835.08532283193,"d":"459,835 "},{"v":0,"d":"0 "},{"v":459835.08532283193,"d":"459,835 "}]
[{"$nulls":49},{"$f":"比較地域マスタ!AD31","v":"39401"},{"$f":"IF(IFERROR(比較地域マスタ!$AE31,\"\")=0,\"\",IFERROR(比較地域マスタ!$AE31,\"\"))","v":"中土佐町"},null,25,1,"39401","中土佐町",{"$f":"VLOOKUP(BC96&\"_\"&$AZ$9,データシート3!A:AB,MATCH(\"ea_\"&\"太陽光（建物系）\"&\"_年間発電\",データシート3!$A$1:$AB$1,0),0)/10^3+VLOOKUP(BC96&\"_\"&$AZ$9,データシート3!A:AB,MATCH(\"ea_\"&\"太陽光（土地系）\"&\"_年間発電\",データシート3!$A$1:$AB$1,0),0)/10^3","v":{"v":180283.72600000002,"d":"180,284 "}},{"$f":"VLOOKUP(BC96&\"_\"&$AZ$9,データシート3!A:AB,MATCH(\"ea_\"&\"風力（陸上）\"&\"_年間発電\",データシート3!$A$1:$AB$1,0),0)/10^3","v":{"v":135694.264,"d":"135,694 "}},{"$f":"VLOOKUP(BC96&\"_\"&$AZ$9,データシート3!A:AB,MATCH(\"ea_\"&\"中小水（河川）\"&\"_年間発電\",データシート3!$A$1:$AB$1,0),0)/10^3+VLOOKUP(BC96&\"_\"&$AZ$9,データシート3!A:AB,MATCH(\"ea_\"&\"中小水（農業用水路）\"&\"_年間発電\",データシート3!$A$1:$AB$1,0),0)/10^3","v":{"v":280.146,"d":"280 "}},{"$f":"VLOOKUP(BC96&\"_\"&$AZ$9,データシート3!A:AB,MATCH(\"ea_\"&\"地熱（蒸気フラッシュ発電）\"&\"_年間発電\",データシート3!$A$1:$AB$1,0),0)/10^3+VLOOKUP(BC96&\"_\"&$AZ$9,データシート3!A:AB,MATCH(\"ea_\"&\"地熱（バイナリー発電）\"&\"_年間発電\",データシート3!$A$1:$AB$1,0),0)/10^3+VLOOKUP(BC96&\"_\"&$AZ$9,データシート3!A:AB,MATCH(\"ea_\"&\"地熱（低温バイナリー発電）\"&\"_年間発電\",データシート3!$A$1:$AB$1,0),0)/10^3","v":{"v":0,"d":"0 "}},{"v":316258.136,"d":"316,258 "},{"$f":"(VLOOKUP($BC96&\"_\"&$AZ$8,データシート3!$A:$AN,MATCH(\"da_合計\",データシート3!$A$1:$AN$1,0),0))/10^3","v":{"v":27609.04264123604,"d":"27,609 "}},{"v":288649.09335876396,"d":"288,649 "},{"v":0,"d":"0 "},{"v":288649.09335876396,"d":"288,649 "}]
[{"$nulls":49},{"$f":"比較地域マスタ!AD32","v":"39302"},{"$f":"IF(IFERROR(比較地域マスタ!$AE32,\"\")=0,\"\",IFERROR(比較地域マスタ!$AE32,\"\"))","v":"奈半利町"},null,26,1,"39302","奈半利町",{"$f":"VLOOKUP(BC97&\"_\"&$AZ$9,データシート3!A:AB,MATCH(\"ea_\"&\"太陽光（建物系）\"&\"_年間発電\",データシート3!$A$1:$AB$1,0),0)/10^3+VLOOKUP(BC97&\"_\"&$AZ$9,データシート3!A:AB,MATCH(\"ea_\"&\"太陽光（土地系）\"&\"_年間発電\",データシート3!$A$1:$AB$1,0),0)/10^3","v":{"v":62597.905999999995,"d":"62,598 "}},{"$f":"VLOOKUP(BC97&\"_\"&$AZ$9,データシート3!A:AB,MATCH(\"ea_\"&\"風力（陸上）\"&\"_年間発電\",データシート3!$A$1:$AB$1,0),0)/10^3","v":{"v":11006.054,"d":"11,006 "}},{"$f":"VLOOKUP(BC97&\"_\"&$AZ$9,データシート3!A:AB,MATCH(\"ea_\"&\"中小水（河川）\"&\"_年間発電\",データシート3!$A$1:$AB$1,0),0)/10^3+VLOOKUP(BC97&\"_\"&$AZ$9,データシート3!A:AB,MATCH(\"ea_\"&\"中小水（農業用水路）\"&\"_年間発電\",データシート3!$A$1:$AB$1,0),0)/10^3","v":{"v":7229.82,"d":"7,230 "}},{"$f":"VLOOKUP(BC97&\"_\"&$AZ$9,データシート3!A:AB,MATCH(\"ea_\"&\"地熱（蒸気フラッシュ発電）\"&\"_年間発電\",データシート3!$A$1:$AB$1,0),0)/10^3+VLOOKUP(BC97&\"_\"&$AZ$9,データシート3!A:AB,MATCH(\"ea_\"&\"地熱（バイナリー発電）\"&\"_年間発電\",データシート3!$A$1:$AB$1,0),0)/10^3+VLOOKUP(BC97&\"_\"&$AZ$9,データシート3!A:AB,MATCH(\"ea_\"&\"地熱（低温バイナリー発電）\"&\"_年間発電\",データシート3!$A$1:$AB$1,0),0)/10^3","v":{"v":0,"d":"0 "}},{"v":80833.78,"d":"80,834 "},{"$f":"(VLOOKUP($BC97&\"_\"&$AZ$8,データシート3!$A:$AN,MATCH(\"da_合計\",データシート3!$A$1:$AN$1,0),0))/10^3","v":{"v":16747.731572395438,"d":"16,748 "}},{"v":64086.04842760456,"d":"64,086 "},{"v":0,"d":"0 "},{"v":64086.04842760456,"d":"64,086 "}]
[{"$nulls":49},{"$f":"比較地域マスタ!AD33","v":"39204"},{"$f":"IF(IFERROR(比較地域マスタ!$AE33,\"\")=0,\"\",IFERROR(比較地域マスタ!$AE33,\"\"))","v":"南国市"},null,27,1,"39204","南国市",{"$f":"VLOOKUP(BC98&\"_\"&$AZ$9,データシート3!A:AB,MATCH(\"ea_\"&\"太陽光（建物系）\"&\"_年間発電\",データシート3!$A$1:$AB$1,0),0)/10^3+VLOOKUP(BC98&\"_\"&$AZ$9,データシート3!A:AB,MATCH(\"ea_\"&\"太陽光（土地系）\"&\"_年間発電\",データシート3!$A$1:$AB$1,0),0)/10^3","v":{"v":893611.14,"d":"893,611 "}},{"$f":"VLOOKUP(BC98&\"_\"&$AZ$9,データシート3!A:AB,MATCH(\"ea_\"&\"風力（陸上）\"&\"_年間発電\",データシート3!$A$1:$AB$1,0),0)/10^3","v":{"v":59347.85100000001,"d":"59,348 "}},{"$f":"VLOOKUP(BC98&\"_\"&$AZ$9,データシート3!A:AB,MATCH(\"ea_\"&\"中小水（河川）\"&\"_年間発電\",データシート3!$A$1:$AB$1,0),0)/10^3+VLOOKUP(BC98&\"_\"&$AZ$9,データシート3!A:AB,MATCH(\"ea_\"&\"中小水（農業用水路）\"&\"_年間発電\",データシート3!$A$1:$AB$1,0),0)/10^3","v":{"v":2511.2069999999994,"d":"2,511 "}},{"$f":"VLOOKUP(BC98&\"_\"&$AZ$9,データシート3!A:AB,MATCH(\"ea_\"&\"地熱（蒸気フラッシュ発電）\"&\"_年間発電\",データシート3!$A$1:$AB$1,0),0)/10^3+VLOOKUP(BC98&\"_\"&$AZ$9,データシート3!A:AB,MATCH(\"ea_\"&\"地熱（バイナリー発電）\"&\"_年間発電\",データシート3!$A$1:$AB$1,0),0)/10^3+VLOOKUP(BC98&\"_\"&$AZ$9,データシート3!A:AB,MATCH(\"ea_\"&\"地熱（低温バイナリー発電）\"&\"_年間発電\",データシート3!$A$1:$AB$1,0),0)/10^3","v":{"v":0,"d":"0 "}},{"v":955470.1980000001,"d":"955,470 "},{"$f":"(VLOOKUP($BC98&\"_\"&$AZ$8,データシート3!$A:$AN,MATCH(\"da_合計\",データシート3!$A$1:$AN$1,0),0))/10^3","v":{"v":315549.60089827434,"d":"315,550 "}},{"v":639920.5971017258,"d":"639,921 "},{"v":0,"d":"0 "},{"v":639920.5971017258,"d":"639,921 "}]
[{"$nulls":49},{"$f":"比較地域マスタ!AD34","v":"39387"},{"$f":"IF(IFERROR(比較地域マスタ!$AE34,\"\")=0,\"\",IFERROR(比較地域マスタ!$AE34,\"\"))","v":"仁淀川町"},null,28,1,"39387","仁淀川町",{"$f":"VLOOKUP(BC99&\"_\"&$AZ$9,データシート3!A:AB,MATCH(\"ea_\"&\"太陽光（建物系）\"&\"_年間発電\",データシート3!$A$1:$AB$1,0),0)/10^3+VLOOKUP(BC99&\"_\"&$AZ$9,データシート3!A:AB,MATCH(\"ea_\"&\"太陽光（土地系）\"&\"_年間発電\",データシート3!$A$1:$AB$1,0),0)/10^3","v":{"v":131243.799,"d":"131,244 "}},{"$f":"VLOOKUP(BC99&\"_\"&$AZ$9,データシート3!A:AB,MATCH(\"ea_\"&\"風力（陸上）\"&\"_年間発電\",データシート3!$A$1:$AB$1,0),0)/10^3","v":{"v":483696.891,"d":"483,697 "}},{"$f":"VLOOKUP(BC99&\"_\"&$AZ$9,データシート3!A:AB,MATCH(\"ea_\"&\"中小水（河川）\"&\"_年間発電\",データシート3!$A$1:$AB$1,0),0)/10^3+VLOOKUP(BC99&\"_\"&$AZ$9,データシート3!A:AB,MATCH(\"ea_\"&\"中小水（農業用水路）\"&\"_年間発電\",データシート3!$A$1:$AB$1,0),0)/10^3","v":{"v":123226.666,"d":"123,227 "}},{"$f":"VLOOKUP(BC99&\"_\"&$AZ$9,データシート3!A:AB,MATCH(\"ea_\"&\"地熱（蒸気フラッシュ発電）\"&\"_年間発電\",データシート3!$A$1:$AB$1,0),0)/10^3+VLOOKUP(BC99&\"_\"&$AZ$9,データシート3!A:AB,MATCH(\"ea_\"&\"地熱（バイナリー発電）\"&\"_年間発電\",データシート3!$A$1:$AB$1,0),0)/10^3+VLOOKUP(BC99&\"_\"&$AZ$9,データシート3!A:AB,MATCH(\"ea_\"&\"地熱（低温バイナリー発電）\"&\"_年間発電\",データシート3!$A$1:$AB$1,0),0)/10^3","v":{"v":0,"d":"0 "}},{"v":738167.3559999999,"d":"738,167 "},{"$f":"(VLOOKUP($BC99&\"_\"&$AZ$8,データシート3!$A:$AN,MATCH(\"da_合計\",データシート3!$A$1:$AN$1,0),0))/10^3","v":{"v":25613.126277228443,"d":"25,613 "}},{"v":712554.2297227714,"d":"712,554 "},{"v":0,"d":"0 "},{"v":712554.2297227714,"d":"712,554 "}]
[{"$nulls":49},{"$f":"比較地域マスタ!AD35","v":"39410"},{"$f":"IF(IFERROR(比較地域マスタ!$AE35,\"\")=0,\"\",IFERROR(比較地域マスタ!$AE35,\"\"))","v":"日高村"},null,29,1,"39410","日高村",{"$f":"VLOOKUP(BC100&\"_\"&$AZ$9,データシート3!A:AB,MATCH(\"ea_\"&\"太陽光（建物系）\"&\"_年間発電\",データシート3!$A$1:$AB$1,0),0)/10^3+VLOOKUP(BC100&\"_\"&$AZ$9,データシート3!A:AB,MATCH(\"ea_\"&\"太陽光（土地系）\"&\"_年間発電\",データシート3!$A$1:$AB$1,0),0)/10^3","v":{"v":85739.821,"d":"85,740 "}},{"$f":"VLOOKUP(BC100&\"_\"&$AZ$9,データシート3!A:AB,MATCH(\"ea_\"&\"風力（陸上）\"&\"_年間発電\",データシート3!$A$1:$AB$1,0),0)/10^3","v":{"v":0,"d":"0 "}},{"$f":"VLOOKUP(BC100&\"_\"&$AZ$9,データシート3!A:AB,MATCH(\"ea_\"&\"中小水（河川）\"&\"_年間発電\",データシート3!$A$1:$AB$1,0),0)/10^3+VLOOKUP(BC100&\"_\"&$AZ$9,データシート3!A:AB,MATCH(\"ea_\"&\"中小水（農業用水路）\"&\"_年間発電\",データシート3!$A$1:$AB$1,0),0)/10^3","v":{"v":63.761,"d":"64 "}},{"$f":"VLOOKUP(BC100&\"_\"&$AZ$9,データシート3!A:AB,MATCH(\"ea_\"&\"地熱（蒸気フラッシュ発電）\"&\"_年間発電\",データシート3!$A$1:$AB$1,0),0)/10^3+VLOOKUP(BC100&\"_\"&$AZ$9,データシート3!A:AB,MATCH(\"ea_\"&\"地熱（バイナリー発電）\"&\"_年間発電\",データシート3!$A$1:$AB$1,0),0)/10^3+VLOOKUP(BC100&\"_\"&$AZ$9,データシート3!A:AB,MATCH(\"ea_\"&\"地熱（低温バイナリー発電）\"&\"_年間発電\",データシート3!$A$1:$AB$1,0),0)/10^3","v":{"v":0,"d":"0 "}},{"v":85803.582,"d":"85,804 "},{"$f":"(VLOOKUP($BC100&\"_\"&$AZ$8,データシート3!$A:$AN,MATCH(\"da_合計\",データシート3!$A$1:$AN$1,0),0))/10^3","v":{"v":31780.29119482082,"d":"31,780 "}},{"v":54023.290805179175,"d":"54,023 "},{"v":0,"d":"0 "},{"v":54023.290805179175,"d":"54,023 "}]
[{"$nulls":49},{"$f":"比較地域マスタ!AD36","v":"39427"},{"$f":"IF(IFERROR(比較地域マスタ!$AE36,\"\")=0,\"\",IFERROR(比較地域マスタ!$AE36,\"\"))","v":"三原村"},null,30,1,"39427","三原村",{"$f":"VLOOKUP(BC101&\"_\"&$AZ$9,データシート3!A:AB,MATCH(\"ea_\"&\"太陽光（建物系）\"&\"_年間発電\",データシート3!$A$1:$AB$1,0),0)/10^3+VLOOKUP(BC101&\"_\"&$AZ$9,データシート3!A:AB,MATCH(\"ea_\"&\"太陽光（土地系）\"&\"_年間発電\",データシート3!$A$1:$AB$1,0),0)/10^3","v":{"v":124870.737,"d":"124,871 "}},{"$f":"VLOOKUP(BC101&\"_\"&$AZ$9,データシート3!A:AB,MATCH(\"ea_\"&\"風力（陸上）\"&\"_年間発電\",データシート3!$A$1:$AB$1,0),0)/10^3","v":{"v":244260.128,"d":"244,260 "}},{"$f":"VLOOKUP(BC101&\"_\"&$AZ$9,データシート3!A:AB,MATCH(\"ea_\"&\"中小水（河川）\"&\"_年間発電\",データシート3!$A$1:$AB$1,0),0)/10^3+VLOOKUP(BC101&\"_\"&$AZ$9,データシート3!A:AB,MATCH(\"ea_\"&\"中小水（農業用水路）\"&\"_年間発電\",データシート3!$A$1:$AB$1,0),0)/10^3","v":{"v":0,"d":"0 "}},{"$f":"VLOOKUP(BC101&\"_\"&$AZ$9,データシート3!A:AB,MATCH(\"ea_\"&\"地熱（蒸気フラッシュ発電）\"&\"_年間発電\",データシート3!$A$1:$AB$1,0),0)/10^3+VLOOKUP(BC101&\"_\"&$AZ$9,データシート3!A:AB,MATCH(\"ea_\"&\"地熱（バイナリー発電）\"&\"_年間発電\",データシート3!$A$1:$AB$1,0),0)/10^3+VLOOKUP(BC101&\"_\"&$AZ$9,データシート3!A:AB,MATCH(\"ea_\"&\"地熱（低温バイナリー発電）\"&\"_年間発電\",データシート3!$A$1:$AB$1,0),0)/10^3","v":{"v":0,"d":"0 "}},{"v":369130.865,"d":"369,131 "},{"$f":"(VLOOKUP($BC101&\"_\"&$AZ$8,データシート3!$A:$AN,MATCH(\"da_合計\",データシート3!$A$1:$AN$1,0),0))/10^3","v":{"v":6515.784405188025,"d":"6,516 "}},{"v":362615.08059481194,"d":"362,615 "},{"v":0,"d":"0 "},{"v":362615.08059481194,"d":"362,615 "}]
[{"$nulls":49},{"$f":"比較地域マスタ!AD37","v":"39202"},{"$f":"IF(IFERROR(比較地域マスタ!$AE37,\"\")=0,\"\",IFERROR(比較地域マスタ!$AE37,\"\"))","v":"室戸市"},null,31,1,"39202","室戸市",{"$f":"VLOOKUP(BC102&\"_\"&$AZ$9,データシート3!A:AB,MATCH(\"ea_\"&\"太陽光（建物系）\"&\"_年間発電\",データシート3!$A$1:$AB$1,0),0)/10^3+VLOOKUP(BC102&\"_\"&$AZ$9,データシート3!A:AB,MATCH(\"ea_\"&\"太陽光（土地系）\"&\"_年間発電\",データシート3!$A$1:$AB$1,0),0)/10^3","v":{"v":268065.815,"d":"268,066 "}},{"$f":"VLOOKUP(BC102&\"_\"&$AZ$9,データシート3!A:AB,MATCH(\"ea_\"&\"風力（陸上）\"&\"_年間発電\",データシート3!$A$1:$AB$1,0),0)/10^3","v":{"v":240018.823,"d":"240,019 "}},{"$f":"VLOOKUP(BC102&\"_\"&$AZ$9,データシート3!A:AB,MATCH(\"ea_\"&\"中小水（河川）\"&\"_年間発電\",データシート3!$A$1:$AB$1,0),0)/10^3+VLOOKUP(BC102&\"_\"&$AZ$9,データシート3!A:AB,MATCH(\"ea_\"&\"中小水（農業用水路）\"&\"_年間発電\",データシート3!$A$1:$AB$1,0),0)/10^3","v":{"v":36642.95,"d":"36,643 "}},{"$f":"VLOOKUP(BC102&\"_\"&$AZ$9,データシート3!A:AB,MATCH(\"ea_\"&\"地熱（蒸気フラッシュ発電）\"&\"_年間発電\",データシート3!$A$1:$AB$1,0),0)/10^3+VLOOKUP(BC102&\"_\"&$AZ$9,データシート3!A:AB,MATCH(\"ea_\"&\"地熱（バイナリー発電）\"&\"_年間発電\",データシート3!$A$1:$AB$1,0),0)/10^3+VLOOKUP(BC102&\"_\"&$AZ$9,データシート3!A:AB,MATCH(\"ea_\"&\"地熱（低温バイナリー発電）\"&\"_年間発電\",データシート3!$A$1:$AB$1,0),0)/10^3","v":{"v":0,"d":"0 "}},{"v":544727.588,"d":"544,728 "},{"$f":"(VLOOKUP($BC102&\"_\"&$AZ$8,データシート3!$A:$AN,MATCH(\"da_合計\",データシート3!$A$1:$AN$1,0),0))/10^3","v":{"v":68304.25089639491,"d":"68,304 "}},{"v":476423.3371036051,"d":"476,423 "},{"v":0,"d":"0 "},{"v":476423.3371036051,"d":"476,423 "}]
[{"$nulls":49},{"$f":"比較地域マスタ!AD38","v":"39341"},{"$f":"IF(IFERROR(比較地域マスタ!$AE38,\"\")=0,\"\",IFERROR(比較地域マスタ!$AE38,\"\"))","v":"本山町"},null,32,1,"39341","本山町",{"$f":"VLOOKUP(BC103&\"_\"&$AZ$9,データシート3!A:AB,MATCH(\"ea_\"&\"太陽光（建物系）\"&\"_年間発電\",データシート3!$A$1:$AB$1,0),0)/10^3+VLOOKUP(BC103&\"_\"&$AZ$9,データシート3!A:AB,MATCH(\"ea_\"&\"太陽光（土地系）\"&\"_年間発電\",データシート3!$A$1:$AB$1,0),0)/10^3","v":{"v":83926.864,"d":"83,927 "}},{"$f":"VLOOKUP(BC103&\"_\"&$AZ$9,データシート3!A:AB,MATCH(\"ea_\"&\"風力（陸上）\"&\"_年間発電\",データシート3!$A$1:$AB$1,0),0)/10^3","v":{"v":181810.091,"d":"181,810 "}},{"$f":"VLOOKUP(BC103&\"_\"&$AZ$9,データシート3!A:AB,MATCH(\"ea_\"&\"中小水（河川）\"&\"_年間発電\",データシート3!$A$1:$AB$1,0),0)/10^3+VLOOKUP(BC103&\"_\"&$AZ$9,データシート3!A:AB,MATCH(\"ea_\"&\"中小水（農業用水路）\"&\"_年間発電\",データシート3!$A$1:$AB$1,0),0)/10^3","v":{"v":28310.92,"d":"28,311 "}},{"$f":"VLOOKUP(BC103&\"_\"&$AZ$9,データシート3!A:AB,MATCH(\"ea_\"&\"地熱（蒸気フラッシュ発電）\"&\"_年間発電\",データシート3!$A$1:$AB$1,0),0)/10^3+VLOOKUP(BC103&\"_\"&$AZ$9,データシート3!A:AB,MATCH(\"ea_\"&\"地熱（バイナリー発電）\"&\"_年間発電\",データシート3!$A$1:$AB$1,0),0)/10^3+VLOOKUP(BC103&\"_\"&$AZ$9,データシート3!A:AB,MATCH(\"ea_\"&\"地熱（低温バイナリー発電）\"&\"_年間発電\",データシート3!$A$1:$AB$1,0),0)/10^3","v":{"v":0,"d":"0 "}},{"v":294047.87499999994,"d":"294,048 "},{"$f":"(VLOOKUP($BC103&\"_\"&$AZ$8,データシート3!$A:$AN,MATCH(\"da_合計\",データシート3!$A$1:$AN$1,0),0))/10^3","v":{"v":18102.880186616712,"d":"18,103 "}},{"v":275944.9948133832,"d":"275,945 "},{"v":0,"d":"0 "},{"v":275944.9948133832,"d":"275,945 "}]
[{"$nulls":49},{"$f":"比較地域マスタ!AD39","v":"39304"},{"$f":"IF(IFERROR(比較地域マスタ!$AE39,\"\")=0,\"\",IFERROR(比較地域マスタ!$AE39,\"\"))","v":"安田町"},null,33,1,"39304","安田町",{"$f":"VLOOKUP(BC104&\"_\"&$AZ$9,データシート3!A:AB,MATCH(\"ea_\"&\"太陽光（建物系）\"&\"_年間発電\",データシート3!$A$1:$AB$1,0),0)/10^3+VLOOKUP(BC104&\"_\"&$AZ$9,データシート3!A:AB,MATCH(\"ea_\"&\"太陽光（土地系）\"&\"_年間発電\",データシート3!$A$1:$AB$1,0),0)/10^3","v":{"v":101459.855,"d":"101,460 "}},{"$f":"VLOOKUP(BC104&\"_\"&$AZ$9,データシート3!A:AB,MATCH(\"ea_\"&\"風力（陸上）\"&\"_年間発電\",データシート3!$A$1:$AB$1,0),0)/10^3","v":{"v":0,"d":"0 "}},{"$f":"VLOOKUP(BC104&\"_\"&$AZ$9,データシート3!A:AB,MATCH(\"ea_\"&\"中小水（河川）\"&\"_年間発電\",データシート3!$A$1:$AB$1,0),0)/10^3+VLOOKUP(BC104&\"_\"&$AZ$9,データシート3!A:AB,MATCH(\"ea_\"&\"中小水（農業用水路）\"&\"_年間発電\",データシート3!$A$1:$AB$1,0),0)/10^3","v":{"v":21879.924,"d":"21,880 "}},{"$f":"VLOOKUP(BC104&\"_\"&$AZ$9,データシート3!A:AB,MATCH(\"ea_\"&\"地熱（蒸気フラッシュ発電）\"&\"_年間発電\",データシート3!$A$1:$AB$1,0),0)/10^3+VLOOKUP(BC104&\"_\"&$AZ$9,データシート3!A:AB,MATCH(\"ea_\"&\"地熱（バイナリー発電）\"&\"_年間発電\",データシート3!$A$1:$AB$1,0),0)/10^3+VLOOKUP(BC104&\"_\"&$AZ$9,データシート3!A:AB,MATCH(\"ea_\"&\"地熱（低温バイナリー発電）\"&\"_年間発電\",データシート3!$A$1:$AB$1,0),0)/10^3","v":{"v":0,"d":"0 "}},{"v":123339.779,"d":"123,340 "},{"$f":"(VLOOKUP($BC104&\"_\"&$AZ$8,データシート3!$A:$AN,MATCH(\"da_合計\",データシート3!$A$1:$AN$1,0),0))/10^3","v":{"v":10297.520282516252,"d":"10,298 "}},{"$f":"BI104-BJ104","v":{"v":113042.25871748374,"d":"113,042 "}},{"$f":"IF(BK104>0,0,BK104)","v":{"v":0,"d":"0 "}},{"$f":"IF(BK104>0,BK104,0)","v":{"v":113042.25871748374,"d":"113,042 "}}]
[{"$nulls":49},{"$f":"比較地域マスタ!AD40","v":"39405"},{"$f":"IF(IFERROR(比較地域マスタ!$AE40,\"\")=0,\"\",IFERROR(比較地域マスタ!$AE40,\"\"))","v":"梼原町"},null,34,1,"39405","梼原町",{"$f":"VLOOKUP(BC105&\"_\"&$AZ$9,データシート3!A:AB,MATCH(\"ea_\"&\"太陽光（建物系）\"&\"_年間発電\",データシート3!$A$1:$AB$1,0),0)/10^3+VLOOKUP(BC105&\"_\"&$AZ$9,データシート3!A:AB,MATCH(\"ea_\"&\"太陽光（土地系）\"&\"_年間発電\",データシート3!$A$1:$AB$1,0),0)/10^3","v":{"v":77232.766,"d":"77,233 "}},{"$f":"VLOOKUP(BC105&\"_\"&$AZ$9,データシート3!A:AB,MATCH(\"ea_\"&\"風力（陸上）\"&\"_年間発電\",データシート3!$A$1:$AB$1,0),0)/10^3","v":{"v":388573.482,"d":"388,573 "}},{"$f":"VLOOKUP(BC105&\"_\"&$AZ$9,データシート3!A:AB,MATCH(\"ea_\"&\"中小水（河川）\"&\"_年間発電\",データシート3!$A$1:$AB$1,0),0)/10^3+VLOOKUP(BC105&\"_\"&$AZ$9,データシート3!A:AB,MATCH(\"ea_\"&\"中小水（農業用水路）\"&\"_年間発電\",データシート3!$A$1:$AB$1,0),0)/10^3","v":{"v":499.91,"d":"500 "}},{"$f":"VLOOKUP(BC105&\"_\"&$AZ$9,データシート3!A:AB,MATCH(\"ea_\"&\"地熱（蒸気フラッシュ発電）\"&\"_年間発電\",データシート3!$A$1:$AB$1,0),0)/10^3+VLOOKUP(BC105&\"_\"&$AZ$9,データシート3!A:AB,MATCH(\"ea_\"&\"地熱（バイナリー発電）\"&\"_年間発電\",データシート3!$A$1:$AB$1,0),0)/10^3+VLOOKUP(BC105&\"_\"&$AZ$9,データシート3!A:AB,MATCH(\"ea_\"&\"地熱（低温バイナリー発電）\"&\"_年間発電\",データシート3!$A$1:$AB$1,0),0)/10^3","v":{"v":0,"d":"0 "}},{"v":466306.158,"d":"466,306 "},{"$f":"(VLOOKUP($BC105&\"_\"&$AZ$8,データシート3!$A:$AN,MATCH(\"da_合計\",データシート3!$A$1:$AN$1,0),0))/10^3","v":{"v":18221.280350863148,"d":"18,221 "}},{"v":448084.8776491368,"d":"448,085 "},{"v":0,"d":"0 "},{"v":448084.8776491368,"d":"448,085 "}]
[{"$nulls":49},{"$f":"比較地域マスタ!AD41","v":0},{"$f":"IF(IFERROR(比較地域マスタ!$AE41,\"\")=0,\"\",IFERROR(比較地域マスタ!$AE41,\"\"))","v":""},null,35,1,0,"",{"$f":"VLOOKUP(BC106&\"_\"&$AZ$9,データシート3!A:AB,MATCH(\"ea_\"&\"太陽光（建物系）\"&\"_年間発電\",データシート3!$A$1:$AB$1,0),0)/10^3+VLOOKUP(BC106&\"_\"&$AZ$9,データシート3!A:AB,MATCH(\"ea_\"&\"太陽光（土地系）\"&\"_年間発電\",データシート3!$A$1:$AB$1,0),0)/10^3","v":{"$error":"#N/A"}},{"$f":"VLOOKUP(BC106&\"_\"&$AZ$9,データシート3!A:AB,MATCH(\"ea_\"&\"風力（陸上）\"&\"_年間発電\",データシート3!$A$1:$AB$1,0),0)/10^3","v":{"$error":"#N/A"}},{"$f":"VLOOKUP(BC106&\"_\"&$AZ$9,データシート3!A:AB,MATCH(\"ea_\"&\"中小水（河川）\"&\"_年間発電\",データシート3!$A$1:$AB$1,0),0)/10^3+VLOOKUP(BC106&\"_\"&$AZ$9,データシート3!A:AB,MATCH(\"ea_\"&\"中小水（農業用水路）\"&\"_年間発電\",データシート3!$A$1:$AB$1,0),0)/10^3","v":{"$error":"#N/A"}},{"$f":"VLOOKUP(BC106&\"_\"&$AZ$9,データシート3!A:AB,MATCH(\"ea_\"&\"地熱（蒸気フラッシュ発電）\"&\"_年間発電\",データシート3!$A$1:$AB$1,0),0)/10^3+VLOOKUP(BC106&\"_\"&$AZ$9,データシート3!A:AB,MATCH(\"ea_\"&\"地熱（バイナリー発電）\"&\"_年間発電\",データシート3!$A$1:$AB$1,0),0)/10^3+VLOOKUP(BC106&\"_\"&$AZ$9,データシート3!A:AB,MATCH(\"ea_\"&\"地熱（低温バイナリー発電）\"&\"_年間発電\",データシート3!$A$1:$AB$1,0),0)/10^3","v":{"$error":"#N/A"}},{"$error":"#N/A"},{"$f":"(VLOOKUP($BC106&\"_\"&$AZ$8,データシート3!$A:$AN,MATCH(\"da_合計\",データシート3!$A$1:$AN$1,0),0))/10^3","v":{"$error":"#N/A"}},{"$error":"#N/A"},{"$error":"#N/A"},{"$error":"#N/A"}]
[{"$nulls":49},{"$f":"比較地域マスタ!AD42","v":0},{"$f":"IF(IFERROR(比較地域マスタ!$AE42,\"\")=0,\"\",IFERROR(比較地域マスタ!$AE42,\"\"))","v":""},null,36,1,0,"",{"$f":"VLOOKUP(BC107&\"_\"&$AZ$9,データシート3!A:AB,MATCH(\"ea_\"&\"太陽光（建物系）\"&\"_年間発電\",データシート3!$A$1:$AB$1,0),0)/10^3+VLOOKUP(BC107&\"_\"&$AZ$9,データシート3!A:AB,MATCH(\"ea_\"&\"太陽光（土地系）\"&\"_年間発電\",データシート3!$A$1:$AB$1,0),0)/10^3","v":{"$error":"#N/A"}},{"$f":"VLOOKUP(BC107&\"_\"&$AZ$9,データシート3!A:AB,MATCH(\"ea_\"&\"風力（陸上）\"&\"_年間発電\",データシート3!$A$1:$AB$1,0),0)/10^3","v":{"$error":"#N/A"}},{"$f":"VLOOKUP(BC107&\"_\"&$AZ$9,データシート3!A:AB,MATCH(\"ea_\"&\"中小水（河川）\"&\"_年間発電\",データシート3!$A$1:$AB$1,0),0)/10^3+VLOOKUP(BC107&\"_\"&$AZ$9,データシート3!A:AB,MATCH(\"ea_\"&\"中小水（農業用水路）\"&\"_年間発電\",データシート3!$A$1:$AB$1,0),0)/10^3","v":{"$error":"#N/A"}},{"$f":"VLOOKUP(BC107&\"_\"&$AZ$9,データシート3!A:AB,MATCH(\"ea_\"&\"地熱（蒸気フラッシュ発電）\"&\"_年間発電\",データシート3!$A$1:$AB$1,0),0)/10^3+VLOOKUP(BC107&\"_\"&$AZ$9,データシート3!A:AB,MATCH(\"ea_\"&\"地熱（バイナリー発電）\"&\"_年間発電\",データシート3!$A$1:$AB$1,0),0)/10^3+VLOOKUP(BC107&\"_\"&$AZ$9,データシート3!A:AB,MATCH(\"ea_\"&\"地熱（低温バイナリー発電）\"&\"_年間発電\",データシート3!$A$1:$AB$1,0),0)/10^3","v":{"$error":"#N/A"}},{"$error":"#N/A"},{"$f":"(VLOOKUP($BC107&\"_\"&$AZ$8,データシート3!$A:$AN,MATCH(\"da_合計\",データシート3!$A$1:$AN$1,0),0))/10^3","v":{"$error":"#N/A"}},{"$error":"#N/A"},{"$error":"#N/A"},{"$error":"#N/A"}]
[{"$nulls":49},{"$f":"比較地域マスタ!AD43","v":0},{"$f":"IF(IFERROR(比較地域マスタ!$AE43,\"\")=0,\"\",IFERROR(比較地域マスタ!$AE43,\"\"))","v":""},null,37,1,0,"",{"$f":"VLOOKUP(BC108&\"_\"&$AZ$9,データシート3!A:AB,MATCH(\"ea_\"&\"太陽光（建物系）\"&\"_年間発電\",データシート3!$A$1:$AB$1,0),0)/10^3+VLOOKUP(BC108&\"_\"&$AZ$9,データシート3!A:AB,MATCH(\"ea_\"&\"太陽光（土地系）\"&\"_年間発電\",データシート3!$A$1:$AB$1,0),0)/10^3","v":{"$error":"#N/A"}},{"$f":"VLOOKUP(BC108&\"_\"&$AZ$9,データシート3!A:AB,MATCH(\"ea_\"&\"風力（陸上）\"&\"_年間発電\",データシート3!$A$1:$AB$1,0),0)/10^3","v":{"$error":"#N/A"}},{"$f":"VLOOKUP(BC108&\"_\"&$AZ$9,データシート3!A:AB,MATCH(\"ea_\"&\"中小水（河川）\"&\"_年間発電\",データシート3!$A$1:$AB$1,0),0)/10^3+VLOOKUP(BC108&\"_\"&$AZ$9,データシート3!A:AB,MATCH(\"ea_\"&\"中小水（農業用水路）\"&\"_年間発電\",データシート3!$A$1:$AB$1,0),0)/10^3","v":{"$error":"#N/A"}},{"$f":"VLOOKUP(BC108&\"_\"&$AZ$9,データシート3!A:AB,MATCH(\"ea_\"&\"地熱（蒸気フラッシュ発電）\"&\"_年間発電\",データシート3!$A$1:$AB$1,0),0)/10^3+VLOOKUP(BC108&\"_\"&$AZ$9,データシート3!A:AB,MATCH(\"ea_\"&\"地熱（バイナリー発電）\"&\"_年間発電\",データシート3!$A$1:$AB$1,0),0)/10^3+VLOOKUP(BC108&\"_\"&$AZ$9,データシート3!A:AB,MATCH(\"ea_\"&\"地熱（低温バイナリー発電）\"&\"_年間発電\",データシート3!$A$1:$AB$1,0),0)/10^3","v":{"$error":"#N/A"}},{"$error":"#N/A"},{"$f":"(VLOOKUP($BC108&\"_\"&$AZ$8,データシート3!$A:$AN,MATCH(\"da_合計\",データシート3!$A$1:$AN$1,0),0))/10^3","v":{"$error":"#N/A"}},{"$error":"#N/A"},{"$error":"#N/A"},{"$error":"#N/A"}]
[{"$nulls":49},{"$f":"比較地域マスタ!AD44","v":0},{"$f":"IF(IFERROR(比較地域マスタ!$AE44,\"\")=0,\"\",IFERROR(比較地域マスタ!$AE44,\"\"))","v":""},null,38,1,0,"",{"$f":"VLOOKUP(BC109&\"_\"&$AZ$9,データシート3!A:AB,MATCH(\"ea_\"&\"太陽光（建物系）\"&\"_年間発電\",データシート3!$A$1:$AB$1,0),0)/10^3+VLOOKUP(BC109&\"_\"&$AZ$9,データシート3!A:AB,MATCH(\"ea_\"&\"太陽光（土地系）\"&\"_年間発電\",データシート3!$A$1:$AB$1,0),0)/10^3","v":{"$error":"#N/A"}},{"$f":"VLOOKUP(BC109&\"_\"&$AZ$9,データシート3!A:AB,MATCH(\"ea_\"&\"風力（陸上）\"&\"_年間発電\",データシート3!$A$1:$AB$1,0),0)/10^3","v":{"$error":"#N/A"}},{"$f":"VLOOKUP(BC109&\"_\"&$AZ$9,データシート3!A:AB,MATCH(\"ea_\"&\"中小水（河川）\"&\"_年間発電\",データシート3!$A$1:$AB$1,0),0)/10^3+VLOOKUP(BC109&\"_\"&$AZ$9,データシート3!A:AB,MATCH(\"ea_\"&\"中小水（農業用水路）\"&\"_年間発電\",データシート3!$A$1:$AB$1,0),0)/10^3","v":{"$error":"#N/A"}},{"$f":"VLOOKUP(BC109&\"_\"&$AZ$9,データシート3!A:AB,MATCH(\"ea_\"&\"地熱（蒸気フラッシュ発電）\"&\"_年間発電\",データシート3!$A$1:$AB$1,0),0)/10^3+VLOOKUP(BC109&\"_\"&$AZ$9,データシート3!A:AB,MATCH(\"ea_\"&\"地熱（バイナリー発電）\"&\"_年間発電\",データシート3!$A$1:$AB$1,0),0)/10^3+VLOOKUP(BC109&\"_\"&$AZ$9,データシート3!A:AB,MATCH(\"ea_\"&\"地熱（低温バイナリー発電）\"&\"_年間発電\",データシート3!$A$1:$AB$1,0),0)/10^3","v":{"$error":"#N/A"}},{"$error":"#N/A"},{"$f":"(VLOOKUP($BC109&\"_\"&$AZ$8,データシート3!$A:$AN,MATCH(\"da_合計\",データシート3!$A$1:$AN$1,0),0))/10^3","v":{"$error":"#N/A"}},{"$error":"#N/A"},{"$error":"#N/A"},{"$error":"#N/A"}]
[{"$nulls":49},{"$f":"比較地域マスタ!AD45","v":0},{"$f":"IF(IFERROR(比較地域マスタ!$AE45,\"\")=0,\"\",IFERROR(比較地域マスタ!$AE45,\"\"))","v":""},null,39,1,0,"",{"$f":"VLOOKUP(BC110&\"_\"&$AZ$9,データシート3!A:AB,MATCH(\"ea_\"&\"太陽光（建物系）\"&\"_年間発電\",データシート3!$A$1:$AB$1,0),0)/10^3+VLOOKUP(BC110&\"_\"&$AZ$9,データシート3!A:AB,MATCH(\"ea_\"&\"太陽光（土地系）\"&\"_年間発電\",データシート3!$A$1:$AB$1,0),0)/10^3","v":{"$error":"#N/A"}},{"$f":"VLOOKUP(BC110&\"_\"&$AZ$9,データシート3!A:AB,MATCH(\"ea_\"&\"風力（陸上）\"&\"_年間発電\",データシート3!$A$1:$AB$1,0),0)/10^3","v":{"$error":"#N/A"}},{"$f":"VLOOKUP(BC110&\"_\"&$AZ$9,データシート3!A:AB,MATCH(\"ea_\"&\"中小水（河川）\"&\"_年間発電\",データシート3!$A$1:$AB$1,0),0)/10^3+VLOOKUP(BC110&\"_\"&$AZ$9,データシート3!A:AB,MATCH(\"ea_\"&\"中小水（農業用水路）\"&\"_年間発電\",データシート3!$A$1:$AB$1,0),0)/10^3","v":{"$error":"#N/A"}},{"$f":"VLOOKUP(BC110&\"_\"&$AZ$9,データシート3!A:AB,MATCH(\"ea_\"&\"地熱（蒸気フラッシュ発電）\"&\"_年間発電\",データシート3!$A$1:$AB$1,0),0)/10^3+VLOOKUP(BC110&\"_\"&$AZ$9,データシート3!A:AB,MATCH(\"ea_\"&\"地熱（バイナリー発電）\"&\"_年間発電\",データシート3!$A$1:$AB$1,0),0)/10^3+VLOOKUP(BC110&\"_\"&$AZ$9,データシート3!A:AB,MATCH(\"ea_\"&\"地熱（低温バイナリー発電）\"&\"_年間発電\",データシート3!$A$1:$AB$1,0),0)/10^3","v":{"$error":"#N/A"}},{"$error":"#N/A"},{"$f":"(VLOOKUP($BC110&\"_\"&$AZ$8,データシート3!$A:$AN,MATCH(\"da_合計\",データシート3!$A$1:$AN$1,0),0))/10^3","v":{"$error":"#N/A"}},{"$error":"#N/A"},{"$error":"#N/A"},{"$error":"#N/A"}]
[{"$nulls":49},{"$f":"比較地域マスタ!AD46","v":0},{"$f":"IF(IFERROR(比較地域マスタ!$AE46,\"\")=0,\"\",IFERROR(比較地域マスタ!$AE46,\"\"))","v":""},null,40,1,0,"",{"$f":"VLOOKUP(BC111&\"_\"&$AZ$9,データシート3!A:AB,MATCH(\"ea_\"&\"太陽光（建物系）\"&\"_年間発電\",データシート3!$A$1:$AB$1,0),0)/10^3+VLOOKUP(BC111&\"_\"&$AZ$9,データシート3!A:AB,MATCH(\"ea_\"&\"太陽光（土地系）\"&\"_年間発電\",データシート3!$A$1:$AB$1,0),0)/10^3","v":{"$error":"#N/A"}},{"$f":"VLOOKUP(BC111&\"_\"&$AZ$9,データシート3!A:AB,MATCH(\"ea_\"&\"風力（陸上）\"&\"_年間発電\",データシート3!$A$1:$AB$1,0),0)/10^3","v":{"$error":"#N/A"}},{"$f":"VLOOKUP(BC111&\"_\"&$AZ$9,データシート3!A:AB,MATCH(\"ea_\"&\"中小水（河川）\"&\"_年間発電\",データシート3!$A$1:$AB$1,0),0)/10^3+VLOOKUP(BC111&\"_\"&$AZ$9,データシート3!A:AB,MATCH(\"ea_\"&\"中小水（農業用水路）\"&\"_年間発電\",データシート3!$A$1:$AB$1,0),0)/10^3","v":{"$error":"#N/A"}},{"$f":"VLOOKUP(BC111&\"_\"&$AZ$9,データシート3!A:AB,MATCH(\"ea_\"&\"地熱（蒸気フラッシュ発電）\"&\"_年間発電\",データシート3!$A$1:$AB$1,0),0)/10^3+VLOOKUP(BC111&\"_\"&$AZ$9,データシート3!A:AB,MATCH(\"ea_\"&\"地熱（バイナリー発電）\"&\"_年間発電\",データシート3!$A$1:$AB$1,0),0)/10^3+VLOOKUP(BC111&\"_\"&$AZ$9,データシート3!A:AB,MATCH(\"ea_\"&\"地熱（低温バイナリー発電）\"&\"_年間発電\",データシート3!$A$1:$AB$1,0),0)/10^3","v":{"$error":"#N/A"}},{"$error":"#N/A"},{"$f":"(VLOOKUP($BC111&\"_\"&$AZ$8,データシート3!$A:$AN,MATCH(\"da_合計\",データシート3!$A$1:$AN$1,0),0))/10^3","v":{"$error":"#N/A"}},{"$error":"#N/A"},{"$error":"#N/A"},{"$error":"#N/A"}]
[{"$nulls":49},{"$f":"比較地域マスタ!AD47","v":0},{"$f":"IF(IFERROR(比較地域マスタ!$AE47,\"\")=0,\"\",IFERROR(比較地域マスタ!$AE47,\"\"))","v":""},null,41,1,0,"",{"$f":"VLOOKUP(BC112&\"_\"&$AZ$9,データシート3!A:AB,MATCH(\"ea_\"&\"太陽光（建物系）\"&\"_年間発電\",データシート3!$A$1:$AB$1,0),0)/10^3+VLOOKUP(BC112&\"_\"&$AZ$9,データシート3!A:AB,MATCH(\"ea_\"&\"太陽光（土地系）\"&\"_年間発電\",データシート3!$A$1:$AB$1,0),0)/10^3","v":{"$error":"#N/A"}},{"$f":"VLOOKUP(BC112&\"_\"&$AZ$9,データシート3!A:AB,MATCH(\"ea_\"&\"風力（陸上）\"&\"_年間発電\",データシート3!$A$1:$AB$1,0),0)/10^3","v":{"$error":"#N/A"}},{"$f":"VLOOKUP(BC112&\"_\"&$AZ$9,データシート3!A:AB,MATCH(\"ea_\"&\"中小水（河川）\"&\"_年間発電\",データシート3!$A$1:$AB$1,0),0)/10^3+VLOOKUP(BC112&\"_\"&$AZ$9,データシート3!A:AB,MATCH(\"ea_\"&\"中小水（農業用水路）\"&\"_年間発電\",データシート3!$A$1:$AB$1,0),0)/10^3","v":{"$error":"#N/A"}},{"$f":"VLOOKUP(BC112&\"_\"&$AZ$9,データシート3!A:AB,MATCH(\"ea_\"&\"地熱（蒸気フラッシュ発電）\"&\"_年間発電\",データシート3!$A$1:$AB$1,0),0)/10^3+VLOOKUP(BC112&\"_\"&$AZ$9,データシート3!A:AB,MATCH(\"ea_\"&\"地熱（バイナリー発電）\"&\"_年間発電\",データシート3!$A$1:$AB$1,0),0)/10^3+VLOOKUP(BC112&\"_\"&$AZ$9,データシート3!A:AB,MATCH(\"ea_\"&\"地熱（低温バイナリー発電）\"&\"_年間発電\",データシート3!$A$1:$AB$1,0),0)/10^3","v":{"$error":"#N/A"}},{"$error":"#N/A"},{"$f":"(VLOOKUP($BC112&\"_\"&$AZ$8,データシート3!$A:$AN,MATCH(\"da_合計\",データシート3!$A$1:$AN$1,0),0))/10^3","v":{"$error":"#N/A"}},{"$error":"#N/A"},{"$error":"#N/A"},{"$error":"#N/A"}]
[{"$nulls":49},{"$f":"比較地域マスタ!AD48","v":0},{"$f":"IF(IFERROR(比較地域マスタ!$AE48,\"\")=0,\"\",IFERROR(比較地域マスタ!$AE48,\"\"))","v":""},null,42,1,0,"",{"$f":"VLOOKUP(BC113&\"_\"&$AZ$9,データシート3!A:AB,MATCH(\"ea_\"&\"太陽光（建物系）\"&\"_年間発電\",データシート3!$A$1:$AB$1,0),0)/10^3+VLOOKUP(BC113&\"_\"&$AZ$9,データシート3!A:AB,MATCH(\"ea_\"&\"太陽光（土地系）\"&\"_年間発電\",データシート3!$A$1:$AB$1,0),0)/10^3","v":{"$error":"#N/A"}},{"$f":"VLOOKUP(BC113&\"_\"&$AZ$9,データシート3!A:AB,MATCH(\"ea_\"&\"風力（陸上）\"&\"_年間発電\",データシート3!$A$1:$AB$1,0),0)/10^3","v":{"$error":"#N/A"}},{"$f":"VLOOKUP(BC113&\"_\"&$AZ$9,データシート3!A:AB,MATCH(\"ea_\"&\"中小水（河川）\"&\"_年間発電\",データシート3!$A$1:$AB$1,0),0)/10^3+VLOOKUP(BC113&\"_\"&$AZ$9,データシート3!A:AB,MATCH(\"ea_\"&\"中小水（農業用水路）\"&\"_年間発電\",データシート3!$A$1:$AB$1,0),0)/10^3","v":{"$error":"#N/A"}},{"$f":"VLOOKUP(BC113&\"_\"&$AZ$9,データシート3!A:AB,MATCH(\"ea_\"&\"地熱（蒸気フラッシュ発電）\"&\"_年間発電\",データシート3!$A$1:$AB$1,0),0)/10^3+VLOOKUP(BC113&\"_\"&$AZ$9,データシート3!A:AB,MATCH(\"ea_\"&\"地熱（バイナリー発電）\"&\"_年間発電\",データシート3!$A$1:$AB$1,0),0)/10^3+VLOOKUP(BC113&\"_\"&$AZ$9,データシート3!A:AB,MATCH(\"ea_\"&\"地熱（低温バイナリー発電）\"&\"_年間発電\",データシート3!$A$1:$AB$1,0),0)/10^3","v":{"$error":"#N/A"}},{"$error":"#N/A"},{"$f":"(VLOOKUP($BC113&\"_\"&$AZ$8,データシート3!$A:$AN,MATCH(\"da_合計\",データシート3!$A$1:$AN$1,0),0))/10^3","v":{"$error":"#N/A"}},{"$error":"#N/A"},{"$error":"#N/A"},{"$error":"#N/A"}]
[{"$nulls":49},{"$f":"比較地域マスタ!AD49","v":0},{"$f":"IF(IFERROR(比較地域マスタ!$AE49,\"\")=0,\"\",IFERROR(比較地域マスタ!$AE49,\"\"))","v":""},null,43,1,0,"",{"$f":"VLOOKUP(BC114&\"_\"&$AZ$9,データシート3!A:AB,MATCH(\"ea_\"&\"太陽光（建物系）\"&\"_年間発電\",データシート3!$A$1:$AB$1,0),0)/10^3+VLOOKUP(BC114&\"_\"&$AZ$9,データシート3!A:AB,MATCH(\"ea_\"&\"太陽光（土地系）\"&\"_年間発電\",データシート3!$A$1:$AB$1,0),0)/10^3","v":{"$error":"#N/A"}},{"$f":"VLOOKUP(BC114&\"_\"&$AZ$9,データシート3!A:AB,MATCH(\"ea_\"&\"風力（陸上）\"&\"_年間発電\",データシート3!$A$1:$AB$1,0),0)/10^3","v":{"$error":"#N/A"}},{"$f":"VLOOKUP(BC114&\"_\"&$AZ$9,データシート3!A:AB,MATCH(\"ea_\"&\"中小水（河川）\"&\"_年間発電\",データシート3!$A$1:$AB$1,0),0)/10^3+VLOOKUP(BC114&\"_\"&$AZ$9,データシート3!A:AB,MATCH(\"ea_\"&\"中小水（農業用水路）\"&\"_年間発電\",データシート3!$A$1:$AB$1,0),0)/10^3","v":{"$error":"#N/A"}},{"$f":"VLOOKUP(BC114&\"_\"&$AZ$9,データシート3!A:AB,MATCH(\"ea_\"&\"地熱（蒸気フラッシュ発電）\"&\"_年間発電\",データシート3!$A$1:$AB$1,0),0)/10^3+VLOOKUP(BC114&\"_\"&$AZ$9,データシート3!A:AB,MATCH(\"ea_\"&\"地熱（バイナリー発電）\"&\"_年間発電\",データシート3!$A$1:$AB$1,0),0)/10^3+VLOOKUP(BC114&\"_\"&$AZ$9,データシート3!A:AB,MATCH(\"ea_\"&\"地熱（低温バイナリー発電）\"&\"_年間発電\",データシート3!$A$1:$AB$1,0),0)/10^3","v":{"$error":"#N/A"}},{"$error":"#N/A"},{"$f":"(VLOOKUP($BC114&\"_\"&$AZ$8,データシート3!$A:$AN,MATCH(\"da_合計\",データシート3!$A$1:$AN$1,0),0))/10^3","v":{"$error":"#N/A"}},{"$error":"#N/A"},{"$error":"#N/A"},{"$error":"#N/A"}]
[{"$nulls":49},{"$f":"比較地域マスタ!AD50","v":0},{"$f":"IF(IFERROR(比較地域マスタ!$AE50,\"\")=0,\"\",IFERROR(比較地域マスタ!$AE50,\"\"))","v":""},null,44,1,0,"",{"$f":"VLOOKUP(BC115&\"_\"&$AZ$9,データシート3!A:AB,MATCH(\"ea_\"&\"太陽光（建物系）\"&\"_年間発電\",データシート3!$A$1:$AB$1,0),0)/10^3+VLOOKUP(BC115&\"_\"&$AZ$9,データシート3!A:AB,MATCH(\"ea_\"&\"太陽光（土地系）\"&\"_年間発電\",データシート3!$A$1:$AB$1,0),0)/10^3","v":{"$error":"#N/A"}},{"$f":"VLOOKUP(BC115&\"_\"&$AZ$9,データシート3!A:AB,MATCH(\"ea_\"&\"風力（陸上）\"&\"_年間発電\",データシート3!$A$1:$AB$1,0),0)/10^3","v":{"$error":"#N/A"}},{"$f":"VLOOKUP(BC115&\"_\"&$AZ$9,データシート3!A:AB,MATCH(\"ea_\"&\"中小水（河川）\"&\"_年間発電\",データシート3!$A$1:$AB$1,0),0)/10^3+VLOOKUP(BC115&\"_\"&$AZ$9,データシート3!A:AB,MATCH(\"ea_\"&\"中小水（農業用水路）\"&\"_年間発電\",データシート3!$A$1:$AB$1,0),0)/10^3","v":{"$error":"#N/A"}},{"$f":"VLOOKUP(BC115&\"_\"&$AZ$9,データシート3!A:AB,MATCH(\"ea_\"&\"地熱（蒸気フラッシュ発電）\"&\"_年間発電\",データシート3!$A$1:$AB$1,0),0)/10^3+VLOOKUP(BC115&\"_\"&$AZ$9,データシート3!A:AB,MATCH(\"ea_\"&\"地熱（バイナリー発電）\"&\"_年間発電\",データシート3!$A$1:$AB$1,0),0)/10^3+VLOOKUP(BC115&\"_\"&$AZ$9,データシート3!A:AB,MATCH(\"ea_\"&\"地熱（低温バイナリー発電）\"&\"_年間発電\",データシート3!$A$1:$AB$1,0),0)/10^3","v":{"$error":"#N/A"}},{"$error":"#N/A"},{"$f":"(VLOOKUP($BC115&\"_\"&$AZ$8,データシート3!$A:$AN,MATCH(\"da_合計\",データシート3!$A$1:$AN$1,0),0))/10^3","v":{"$error":"#N/A"}},{"$error":"#N/A"},{"$error":"#N/A"},{"$error":"#N/A"}]
[{"$nulls":49},{"$f":"比較地域マスタ!AD51","v":0},{"$f":"IF(IFERROR(比較地域マスタ!$AE51,\"\")=0,\"\",IFERROR(比較地域マスタ!$AE51,\"\"))","v":""},null,45,1,0,"",{"$f":"VLOOKUP(BC116&\"_\"&$AZ$9,データシート3!A:AB,MATCH(\"ea_\"&\"太陽光（建物系）\"&\"_年間発電\",データシート3!$A$1:$AB$1,0),0)/10^3+VLOOKUP(BC116&\"_\"&$AZ$9,データシート3!A:AB,MATCH(\"ea_\"&\"太陽光（土地系）\"&\"_年間発電\",データシート3!$A$1:$AB$1,0),0)/10^3","v":{"$error":"#N/A"}},{"$f":"VLOOKUP(BC116&\"_\"&$AZ$9,データシート3!A:AB,MATCH(\"ea_\"&\"風力（陸上）\"&\"_年間発電\",データシート3!$A$1:$AB$1,0),0)/10^3","v":{"$error":"#N/A"}},{"$f":"VLOOKUP(BC116&\"_\"&$AZ$9,データシート3!A:AB,MATCH(\"ea_\"&\"中小水（河川）\"&\"_年間発電\",データシート3!$A$1:$AB$1,0),0)/10^3+VLOOKUP(BC116&\"_\"&$AZ$9,データシート3!A:AB,MATCH(\"ea_\"&\"中小水（農業用水路）\"&\"_年間発電\",データシート3!$A$1:$AB$1,0),0)/10^3","v":{"$error":"#N/A"}},{"$f":"VLOOKUP(BC116&\"_\"&$AZ$9,データシート3!A:AB,MATCH(\"ea_\"&\"地熱（蒸気フラッシュ発電）\"&\"_年間発電\",データシート3!$A$1:$AB$1,0),0)/10^3+VLOOKUP(BC116&\"_\"&$AZ$9,データシート3!A:AB,MATCH(\"ea_\"&\"地熱（バイナリー発電）\"&\"_年間発電\",データシート3!$A$1:$AB$1,0),0)/10^3+VLOOKUP(BC116&\"_\"&$AZ$9,データシート3!A:AB,MATCH(\"ea_\"&\"地熱（低温バイナリー発電）\"&\"_年間発電\",データシート3!$A$1:$AB$1,0),0)/10^3","v":{"$error":"#N/A"}},{"$error":"#N/A"},{"$f":"(VLOOKUP($BC116&\"_\"&$AZ$8,データシート3!$A:$AN,MATCH(\"da_合計\",データシート3!$A$1:$AN$1,0),0))/10^3","v":{"$error":"#N/A"}},{"$error":"#N/A"},{"$error":"#N/A"},{"$error":"#N/A"}]
[{"$nulls":49},{"$f":"比較地域マスタ!AD52","v":0},{"$f":"IF(IFERROR(比較地域マスタ!$AE52,\"\")=0,\"\",IFERROR(比較地域マスタ!$AE52,\"\"))","v":""},null,46,1,0,"",{"$f":"VLOOKUP(BC117&\"_\"&$AZ$9,データシート3!A:AB,MATCH(\"ea_\"&\"太陽光（建物系）\"&\"_年間発電\",データシート3!$A$1:$AB$1,0),0)/10^3+VLOOKUP(BC117&\"_\"&$AZ$9,データシート3!A:AB,MATCH(\"ea_\"&\"太陽光（土地系）\"&\"_年間発電\",データシート3!$A$1:$AB$1,0),0)/10^3","v":{"$error":"#N/A"}},{"$f":"VLOOKUP(BC117&\"_\"&$AZ$9,データシート3!A:AB,MATCH(\"ea_\"&\"風力（陸上）\"&\"_年間発電\",データシート3!$A$1:$AB$1,0),0)/10^3","v":{"$error":"#N/A"}},{"$f":"VLOOKUP(BC117&\"_\"&$AZ$9,データシート3!A:AB,MATCH(\"ea_\"&\"中小水（河川）\"&\"_年間発電\",データシート3!$A$1:$AB$1,0),0)/10^3+VLOOKUP(BC117&\"_\"&$AZ$9,データシート3!A:AB,MATCH(\"ea_\"&\"中小水（農業用水路）\"&\"_年間発電\",データシート3!$A$1:$AB$1,0),0)/10^3","v":{"$error":"#N/A"}},{"$f":"VLOOKUP(BC117&\"_\"&$AZ$9,データシート3!A:AB,MATCH(\"ea_\"&\"地熱（蒸気フラッシュ発電）\"&\"_年間発電\",データシート3!$A$1:$AB$1,0),0)/10^3+VLOOKUP(BC117&\"_\"&$AZ$9,データシート3!A:AB,MATCH(\"ea_\"&\"地熱（バイナリー発電）\"&\"_年間発電\",データシート3!$A$1:$AB$1,0),0)/10^3+VLOOKUP(BC117&\"_\"&$AZ$9,データシート3!A:AB,MATCH(\"ea_\"&\"地熱（低温バイナリー発電）\"&\"_年間発電\",データシート3!$A$1:$AB$1,0),0)/10^3","v":{"$error":"#N/A"}},{"$error":"#N/A"},{"$f":"(VLOOKUP($BC117&\"_\"&$AZ$8,データシート3!$A:$AN,MATCH(\"da_合計\",データシート3!$A$1:$AN$1,0),0))/10^3","v":{"$error":"#N/A"}},{"$error":"#N/A"},{"$error":"#N/A"},{"$error":"#N/A"}]
[{"$nulls":49},{"$f":"比較地域マスタ!AD53","v":0},{"$f":"IF(IFERROR(比較地域マスタ!$AE53,\"\")=0,\"\",IFERROR(比較地域マスタ!$AE53,\"\"))","v":""},null,47,1,0,"",{"$f":"VLOOKUP(BC118&\"_\"&$AZ$9,データシート3!A:AB,MATCH(\"ea_\"&\"太陽光（建物系）\"&\"_年間発電\",データシート3!$A$1:$AB$1,0),0)/10^3+VLOOKUP(BC118&\"_\"&$AZ$9,データシート3!A:AB,MATCH(\"ea_\"&\"太陽光（土地系）\"&\"_年間発電\",データシート3!$A$1:$AB$1,0),0)/10^3","v":{"$error":"#N/A"}},{"$f":"VLOOKUP(BC118&\"_\"&$AZ$9,データシート3!A:AB,MATCH(\"ea_\"&\"風力（陸上）\"&\"_年間発電\",データシート3!$A$1:$AB$1,0),0)/10^3","v":{"$error":"#N/A"}},{"$f":"VLOOKUP(BC118&\"_\"&$AZ$9,データシート3!A:AB,MATCH(\"ea_\"&\"中小水（河川）\"&\"_年間発電\",データシート3!$A$1:$AB$1,0),0)/10^3+VLOOKUP(BC118&\"_\"&$AZ$9,データシート3!A:AB,MATCH(\"ea_\"&\"中小水（農業用水路）\"&\"_年間発電\",データシート3!$A$1:$AB$1,0),0)/10^3","v":{"$error":"#N/A"}},{"$f":"VLOOKUP(BC118&\"_\"&$AZ$9,データシート3!A:AB,MATCH(\"ea_\"&\"地熱（蒸気フラッシュ発電）\"&\"_年間発電\",データシート3!$A$1:$AB$1,0),0)/10^3+VLOOKUP(BC118&\"_\"&$AZ$9,データシート3!A:AB,MATCH(\"ea_\"&\"地熱（バイナリー発電）\"&\"_年間発電\",データシート3!$A$1:$AB$1,0),0)/10^3+VLOOKUP(BC118&\"_\"&$AZ$9,データシート3!A:AB,MATCH(\"ea_\"&\"地熱（低温バイナリー発電）\"&\"_年間発電\",データシート3!$A$1:$AB$1,0),0)/10^3","v":{"$error":"#N/A"}},{"$error":"#N/A"},{"$f":"(VLOOKUP($BC118&\"_\"&$AZ$8,データシート3!$A:$AN,MATCH(\"da_合計\",データシート3!$A$1:$AN$1,0),0))/10^3","v":{"$error":"#N/A"}},{"$error":"#N/A"},{"$error":"#N/A"},{"$error":"#N/A"}]
[{"$nulls":49},{"$f":"比較地域マスタ!AD54","v":0},{"$f":"IF(IFERROR(比較地域マスタ!$AE54,\"\")=0,\"\",IFERROR(比較地域マスタ!$AE54,\"\"))","v":""},null,48,1,{"$f":"AX119","v":0},"",{"$f":"VLOOKUP(BC119&\"_\"&$AZ$9,データシート3!A:AB,MATCH(\"ea_\"&\"太陽光（建物系）\"&\"_年間発電\",データシート3!$A$1:$AB$1,0),0)/10^3+VLOOKUP(BC119&\"_\"&$AZ$9,データシート3!A:AB,MATCH(\"ea_\"&\"太陽光（土地系）\"&\"_年間発電\",データシート3!$A$1:$AB$1,0),0)/10^3","v":{"$error":"#N/A"}},{"$f":"VLOOKUP(BC119&\"_\"&$AZ$9,データシート3!A:AB,MATCH(\"ea_\"&\"風力（陸上）\"&\"_年間発電\",データシート3!$A$1:$AB$1,0),0)/10^3","v":{"$error":"#N/A"}},{"$f":"VLOOKUP(BC119&\"_\"&$AZ$9,データシート3!A:AB,MATCH(\"ea_\"&\"中小水（河川）\"&\"_年間発電\",データシート3!$A$1:$AB$1,0),0)/10^3+VLOOKUP(BC119&\"_\"&$AZ$9,データシート3!A:AB,MATCH(\"ea_\"&\"中小水（農業用水路）\"&\"_年間発電\",データシート3!$A$1:$AB$1,0),0)/10^3","v":{"$error":"#N/A"}},{"$f":"VLOOKUP(BC119&\"_\"&$AZ$9,データシート3!A:AB,MATCH(\"ea_\"&\"地熱（蒸気フラッシュ発電）\"&\"_年間発電\",データシート3!$A$1:$AB$1,0),0)/10^3+VLOOKUP(BC119&\"_\"&$AZ$9,データシート3!A:AB,MATCH(\"ea_\"&\"地熱（バイナリー発電）\"&\"_年間発電\",データシート3!$A$1:$AB$1,0),0)/10^3+VLOOKUP(BC119&\"_\"&$AZ$9,データシート3!A:AB,MATCH(\"ea_\"&\"地熱（低温バイナリー発電）\"&\"_年間発電\",データシート3!$A$1:$AB$1,0),0)/10^3","v":{"$error":"#N/A"}},{"$error":"#N/A"},{"$f":"(VLOOKUP($BC119&\"_\"&$AZ$8,データシート3!$A:$AN,MATCH(\"da_合計\",データシート3!$A$1:$AN$1,0),0))/10^3","v":{"$error":"#N/A"}},{"$error":"#N/A"},{"$error":"#N/A"},{"$error":"#N/A"}]
[{"$nulls":49},{"$f":"比較地域マスタ!AD55","v":0},{"$f":"IF(IFERROR(比較地域マスタ!$AE55,\"\")=0,\"\",IFERROR(比較地域マスタ!$AE55,\"\"))","v":""},null,49,1,0,"",{"$f":"VLOOKUP(BC120&\"_\"&$AZ$9,データシート3!A:AB,MATCH(\"ea_\"&\"太陽光（建物系）\"&\"_年間発電\",データシート3!$A$1:$AB$1,0),0)/10^3+VLOOKUP(BC120&\"_\"&$AZ$9,データシート3!A:AB,MATCH(\"ea_\"&\"太陽光（土地系）\"&\"_年間発電\",データシート3!$A$1:$AB$1,0),0)/10^3","v":{"$error":"#N/A"}},{"$f":"VLOOKUP(BC120&\"_\"&$AZ$9,データシート3!A:AB,MATCH(\"ea_\"&\"風力（陸上）\"&\"_年間発電\",データシート3!$A$1:$AB$1,0),0)/10^3","v":{"$error":"#N/A"}},{"$f":"VLOOKUP(BC120&\"_\"&$AZ$9,データシート3!A:AB,MATCH(\"ea_\"&\"中小水（河川）\"&\"_年間発電\",データシート3!$A$1:$AB$1,0),0)/10^3+VLOOKUP(BC120&\"_\"&$AZ$9,データシート3!A:AB,MATCH(\"ea_\"&\"中小水（農業用水路）\"&\"_年間発電\",データシート3!$A$1:$AB$1,0),0)/10^3","v":{"$error":"#N/A"}},{"$f":"VLOOKUP(BC120&\"_\"&$AZ$9,データシート3!A:AB,MATCH(\"ea_\"&\"地熱（蒸気フラッシュ発電）\"&\"_年間発電\",データシート3!$A$1:$AB$1,0),0)/10^3+VLOOKUP(BC120&\"_\"&$AZ$9,データシート3!A:AB,MATCH(\"ea_\"&\"地熱（バイナリー発電）\"&\"_年間発電\",データシート3!$A$1:$AB$1,0),0)/10^3+VLOOKUP(BC120&\"_\"&$AZ$9,データシート3!A:AB,MATCH(\"ea_\"&\"地熱（低温バイナリー発電）\"&\"_年間発電\",データシート3!$A$1:$AB$1,0),0)/10^3","v":{"$error":"#N/A"}},{"$error":"#N/A"},{"$f":"(VLOOKUP($BC120&\"_\"&$AZ$8,データシート3!$A:$AN,MATCH(\"da_合計\",データシート3!$A$1:$AN$1,0),0))/10^3","v":{"$error":"#N/A"}},{"$error":"#N/A"},{"$error":"#N/A"},{"$error":"#N/A"}]
[{"$nulls":49},{"$f":"比較地域マスタ!AD56","v":0},{"$f":"IF(IFERROR(比較地域マスタ!$AE56,\"\")=0,\"\",IFERROR(比較地域マスタ!$AE56,\"\"))","v":""},null,50,1,0,"",{"$f":"VLOOKUP(BC121&\"_\"&$AZ$9,データシート3!A:AB,MATCH(\"ea_\"&\"太陽光（建物系）\"&\"_年間発電\",データシート3!$A$1:$AB$1,0),0)/10^3+VLOOKUP(BC121&\"_\"&$AZ$9,データシート3!A:AB,MATCH(\"ea_\"&\"太陽光（土地系）\"&\"_年間発電\",データシート3!$A$1:$AB$1,0),0)/10^3","v":{"$error":"#N/A"}},{"$f":"VLOOKUP(BC121&\"_\"&$AZ$9,データシート3!A:AB,MATCH(\"ea_\"&\"風力（陸上）\"&\"_年間発電\",データシート3!$A$1:$AB$1,0),0)/10^3","v":{"$error":"#N/A"}},{"$f":"VLOOKUP(BC121&\"_\"&$AZ$9,データシート3!A:AB,MATCH(\"ea_\"&\"中小水（河川）\"&\"_年間発電\",データシート3!$A$1:$AB$1,0),0)/10^3+VLOOKUP(BC121&\"_\"&$AZ$9,データシート3!A:AB,MATCH(\"ea_\"&\"中小水（農業用水路）\"&\"_年間発電\",データシート3!$A$1:$AB$1,0),0)/10^3","v":{"$error":"#N/A"}},{"$f":"VLOOKUP(BC121&\"_\"&$AZ$9,データシート3!A:AB,MATCH(\"ea_\"&\"地熱（蒸気フラッシュ発電）\"&\"_年間発電\",データシート3!$A$1:$AB$1,0),0)/10^3+VLOOKUP(BC121&\"_\"&$AZ$9,データシート3!A:AB,MATCH(\"ea_\"&\"地熱（バイナリー発電）\"&\"_年間発電\",データシート3!$A$1:$AB$1,0),0)/10^3+VLOOKUP(BC121&\"_\"&$AZ$9,データシート3!A:AB,MATCH(\"ea_\"&\"地熱（低温バイナリー発電）\"&\"_年間発電\",データシート3!$A$1:$AB$1,0),0)/10^3","v":{"$error":"#N/A"}},{"$error":"#N/A"},{"$f":"(VLOOKUP($BC121&\"_\"&$AZ$8,データシート3!$A:$AN,MATCH(\"da_合計\",データシート3!$A$1:$AN$1,0),0))/10^3","v":{"$error":"#N/A"}},{"$error":"#N/A"},{"$error":"#N/A"},{"$error":"#N/A"}]
[{"$nulls":49},{"$f":"比較地域マスタ!AD57","v":0},{"$f":"IF(IFERROR(比較地域マスタ!$AE57,\"\")=0,\"\",IFERROR(比較地域マスタ!$AE57,\"\"))","v":""},null,51,1,0,"",{"$f":"VLOOKUP(BC122&\"_\"&$AZ$9,データシート3!A:AB,MATCH(\"ea_\"&\"太陽光（建物系）\"&\"_年間発電\",データシート3!$A$1:$AB$1,0),0)/10^3+VLOOKUP(BC122&\"_\"&$AZ$9,データシート3!A:AB,MATCH(\"ea_\"&\"太陽光（土地系）\"&\"_年間発電\",データシート3!$A$1:$AB$1,0),0)/10^3","v":{"$error":"#N/A"}},{"$f":"VLOOKUP(BC122&\"_\"&$AZ$9,データシート3!A:AB,MATCH(\"ea_\"&\"風力（陸上）\"&\"_年間発電\",データシート3!$A$1:$AB$1,0),0)/10^3","v":{"$error":"#N/A"}},{"$f":"VLOOKUP(BC122&\"_\"&$AZ$9,データシート3!A:AB,MATCH(\"ea_\"&\"中小水（河川）\"&\"_年間発電\",データシート3!$A$1:$AB$1,0),0)/10^3+VLOOKUP(BC122&\"_\"&$AZ$9,データシート3!A:AB,MATCH(\"ea_\"&\"中小水（農業用水路）\"&\"_年間発電\",データシート3!$A$1:$AB$1,0),0)/10^3","v":{"$error":"#N/A"}},{"$f":"VLOOKUP(BC122&\"_\"&$AZ$9,データシート3!A:AB,MATCH(\"ea_\"&\"地熱（蒸気フラッシュ発電）\"&\"_年間発電\",データシート3!$A$1:$AB$1,0),0)/10^3+VLOOKUP(BC122&\"_\"&$AZ$9,データシート3!A:AB,MATCH(\"ea_\"&\"地熱（バイナリー発電）\"&\"_年間発電\",データシート3!$A$1:$AB$1,0),0)/10^3+VLOOKUP(BC122&\"_\"&$AZ$9,データシート3!A:AB,MATCH(\"ea_\"&\"地熱（低温バイナリー発電）\"&\"_年間発電\",データシート3!$A$1:$AB$1,0),0)/10^3","v":{"$error":"#N/A"}},{"$error":"#N/A"},{"$f":"(VLOOKUP($BC122&\"_\"&$AZ$8,データシート3!$A:$AN,MATCH(\"da_合計\",データシート3!$A$1:$AN$1,0),0))/10^3","v":{"$error":"#N/A"}},{"$error":"#N/A"},{"$error":"#N/A"},{"$error":"#N/A"}]
[{"$nulls":49},{"$f":"比較地域マスタ!AD58","v":0},{"$f":"IF(IFERROR(比較地域マスタ!$AE58,\"\")=0,\"\",IFERROR(比較地域マスタ!$AE58,\"\"))","v":""},null,52,1,0,"",{"$f":"VLOOKUP(BC123&\"_\"&$AZ$9,データシート3!A:AB,MATCH(\"ea_\"&\"太陽光（建物系）\"&\"_年間発電\",データシート3!$A$1:$AB$1,0),0)/10^3+VLOOKUP(BC123&\"_\"&$AZ$9,データシート3!A:AB,MATCH(\"ea_\"&\"太陽光（土地系）\"&\"_年間発電\",データシート3!$A$1:$AB$1,0),0)/10^3","v":{"$error":"#N/A"}},{"$f":"VLOOKUP(BC123&\"_\"&$AZ$9,データシート3!A:AB,MATCH(\"ea_\"&\"風力（陸上）\"&\"_年間発電\",データシート3!$A$1:$AB$1,0),0)/10^3","v":{"$error":"#N/A"}},{"$f":"VLOOKUP(BC123&\"_\"&$AZ$9,データシート3!A:AB,MATCH(\"ea_\"&\"中小水（河川）\"&\"_年間発電\",データシート3!$A$1:$AB$1,0),0)/10^3+VLOOKUP(BC123&\"_\"&$AZ$9,データシート3!A:AB,MATCH(\"ea_\"&\"中小水（農業用水路）\"&\"_年間発電\",データシート3!$A$1:$AB$1,0),0)/10^3","v":{"$error":"#N/A"}},{"$f":"VLOOKUP(BC123&\"_\"&$AZ$9,データシート3!A:AB,MATCH(\"ea_\"&\"地熱（蒸気フラッシュ発電）\"&\"_年間発電\",データシート3!$A$1:$AB$1,0),0)/10^3+VLOOKUP(BC123&\"_\"&$AZ$9,データシート3!A:AB,MATCH(\"ea_\"&\"地熱（バイナリー発電）\"&\"_年間発電\",データシート3!$A$1:$AB$1,0),0)/10^3+VLOOKUP(BC123&\"_\"&$AZ$9,データシート3!A:AB,MATCH(\"ea_\"&\"地熱（低温バイナリー発電）\"&\"_年間発電\",データシート3!$A$1:$AB$1,0),0)/10^3","v":{"$error":"#N/A"}},{"$error":"#N/A"},{"$f":"(VLOOKUP($BC123&\"_\"&$AZ$8,データシート3!$A:$AN,MATCH(\"da_合計\",データシート3!$A$1:$AN$1,0),0))/10^3","v":{"$error":"#N/A"}},{"$error":"#N/A"},{"$error":"#N/A"},{"$error":"#N/A"}]
[{"$nulls":49},{"$f":"比較地域マスタ!AD59","v":0},{"$f":"IF(IFERROR(比較地域マスタ!$AE59,\"\")=0,\"\",IFERROR(比較地域マスタ!$AE59,\"\"))","v":""},null,53,1,0,"",{"$f":"VLOOKUP(BC124&\"_\"&$AZ$9,データシート3!A:AB,MATCH(\"ea_\"&\"太陽光（建物系）\"&\"_年間発電\",データシート3!$A$1:$AB$1,0),0)/10^3+VLOOKUP(BC124&\"_\"&$AZ$9,データシート3!A:AB,MATCH(\"ea_\"&\"太陽光（土地系）\"&\"_年間発電\",データシート3!$A$1:$AB$1,0),0)/10^3","v":{"$error":"#N/A"}},{"$f":"VLOOKUP(BC124&\"_\"&$AZ$9,データシート3!A:AB,MATCH(\"ea_\"&\"風力（陸上）\"&\"_年間発電\",データシート3!$A$1:$AB$1,0),0)/10^3","v":{"$error":"#N/A"}},{"$f":"VLOOKUP(BC124&\"_\"&$AZ$9,データシート3!A:AB,MATCH(\"ea_\"&\"中小水（河川）\"&\"_年間発電\",データシート3!$A$1:$AB$1,0),0)/10^3+VLOOKUP(BC124&\"_\"&$AZ$9,データシート3!A:AB,MATCH(\"ea_\"&\"中小水（農業用水路）\"&\"_年間発電\",データシート3!$A$1:$AB$1,0),0)/10^3","v":{"$error":"#N/A"}},{"$f":"VLOOKUP(BC124&\"_\"&$AZ$9,データシート3!A:AB,MATCH(\"ea_\"&\"地熱（蒸気フラッシュ発電）\"&\"_年間発電\",データシート3!$A$1:$AB$1,0),0)/10^3+VLOOKUP(BC124&\"_\"&$AZ$9,データシート3!A:AB,MATCH(\"ea_\"&\"地熱（バイナリー発電）\"&\"_年間発電\",データシート3!$A$1:$AB$1,0),0)/10^3+VLOOKUP(BC124&\"_\"&$AZ$9,データシート3!A:AB,MATCH(\"ea_\"&\"地熱（低温バイナリー発電）\"&\"_年間発電\",データシート3!$A$1:$AB$1,0),0)/10^3","v":{"$error":"#N/A"}},{"$error":"#N/A"},{"$f":"(VLOOKUP($BC124&\"_\"&$AZ$8,データシート3!$A:$AN,MATCH(\"da_合計\",データシート3!$A$1:$AN$1,0),0))/10^3","v":{"$error":"#N/A"}},{"$error":"#N/A"},{"$error":"#N/A"},{"$error":"#N/A"}]
[{"$nulls":49},{"$f":"比較地域マスタ!AD60","v":0},{"$f":"IF(IFERROR(比較地域マスタ!$AE60,\"\")=0,\"\",IFERROR(比較地域マスタ!$AE60,\"\"))","v":""},null,54,1,0,"",{"$f":"VLOOKUP(BC125&\"_\"&$AZ$9,データシート3!A:AB,MATCH(\"ea_\"&\"太陽光（建物系）\"&\"_年間発電\",データシート3!$A$1:$AB$1,0),0)/10^3+VLOOKUP(BC125&\"_\"&$AZ$9,データシート3!A:AB,MATCH(\"ea_\"&\"太陽光（土地系）\"&\"_年間発電\",データシート3!$A$1:$AB$1,0),0)/10^3","v":{"$error":"#N/A"}},{"$f":"VLOOKUP(BC125&\"_\"&$AZ$9,データシート3!A:AB,MATCH(\"ea_\"&\"風力（陸上）\"&\"_年間発電\",データシート3!$A$1:$AB$1,0),0)/10^3","v":{"$error":"#N/A"}},{"$f":"VLOOKUP(BC125&\"_\"&$AZ$9,データシート3!A:AB,MATCH(\"ea_\"&\"中小水（河川）\"&\"_年間発電\",データシート3!$A$1:$AB$1,0),0)/10^3+VLOOKUP(BC125&\"_\"&$AZ$9,データシート3!A:AB,MATCH(\"ea_\"&\"中小水（農業用水路）\"&\"_年間発電\",データシート3!$A$1:$AB$1,0),0)/10^3","v":{"$error":"#N/A"}},{"$f":"VLOOKUP(BC125&\"_\"&$AZ$9,データシート3!A:AB,MATCH(\"ea_\"&\"地熱（蒸気フラッシュ発電）\"&\"_年間発電\",データシート3!$A$1:$AB$1,0),0)/10^3+VLOOKUP(BC125&\"_\"&$AZ$9,データシート3!A:AB,MATCH(\"ea_\"&\"地熱（バイナリー発電）\"&\"_年間発電\",データシート3!$A$1:$AB$1,0),0)/10^3+VLOOKUP(BC125&\"_\"&$AZ$9,データシート3!A:AB,MATCH(\"ea_\"&\"地熱（低温バイナリー発電）\"&\"_年間発電\",データシート3!$A$1:$AB$1,0),0)/10^3","v":{"$error":"#N/A"}},{"$error":"#N/A"},{"$f":"(VLOOKUP($BC125&\"_\"&$AZ$8,データシート3!$A:$AN,MATCH(\"da_合計\",データシート3!$A$1:$AN$1,0),0))/10^3","v":{"$error":"#N/A"}},{"$error":"#N/A"},{"$error":"#N/A"},{"$error":"#N/A"}]
[{"$nulls":49},{"$f":"比較地域マスタ!AD61","v":0},{"$f":"IF(IFERROR(比較地域マスタ!$AE61,\"\")=0,\"\",IFERROR(比較地域マスタ!$AE61,\"\"))","v":""},null,55,1,0,"",{"$f":"VLOOKUP(BC126&\"_\"&$AZ$9,データシート3!A:AB,MATCH(\"ea_\"&\"太陽光（建物系）\"&\"_年間発電\",データシート3!$A$1:$AB$1,0),0)/10^3+VLOOKUP(BC126&\"_\"&$AZ$9,データシート3!A:AB,MATCH(\"ea_\"&\"太陽光（土地系）\"&\"_年間発電\",データシート3!$A$1:$AB$1,0),0)/10^3","v":{"$error":"#N/A"}},{"$f":"VLOOKUP(BC126&\"_\"&$AZ$9,データシート3!A:AB,MATCH(\"ea_\"&\"風力（陸上）\"&\"_年間発電\",データシート3!$A$1:$AB$1,0),0)/10^3","v":{"$error":"#N/A"}},{"$f":"VLOOKUP(BC126&\"_\"&$AZ$9,データシート3!A:AB,MATCH(\"ea_\"&\"中小水（河川）\"&\"_年間発電\",データシート3!$A$1:$AB$1,0),0)/10^3+VLOOKUP(BC126&\"_\"&$AZ$9,データシート3!A:AB,MATCH(\"ea_\"&\"中小水（農業用水路）\"&\"_年間発電\",データシート3!$A$1:$AB$1,0),0)/10^3","v":{"$error":"#N/A"}},{"$f":"VLOOKUP(BC126&\"_\"&$AZ$9,データシート3!A:AB,MATCH(\"ea_\"&\"地熱（蒸気フラッシュ発電）\"&\"_年間発電\",データシート3!$A$1:$AB$1,0),0)/10^3+VLOOKUP(BC126&\"_\"&$AZ$9,データシート3!A:AB,MATCH(\"ea_\"&\"地熱（バイナリー発電）\"&\"_年間発電\",データシート3!$A$1:$AB$1,0),0)/10^3+VLOOKUP(BC126&\"_\"&$AZ$9,データシート3!A:AB,MATCH(\"ea_\"&\"地熱（低温バイナリー発電）\"&\"_年間発電\",データシート3!$A$1:$AB$1,0),0)/10^3","v":{"$error":"#N/A"}},{"$error":"#N/A"},{"$f":"(VLOOKUP($BC126&\"_\"&$AZ$8,データシート3!$A:$AN,MATCH(\"da_合計\",データシート3!$A$1:$AN$1,0),0))/10^3","v":{"$error":"#N/A"}},{"$error":"#N/A"},{"$error":"#N/A"},{"$error":"#N/A"}]
[{"$nulls":49},{"$f":"比較地域マスタ!AD62","v":0},{"$f":"IF(IFERROR(比較地域マスタ!$AE62,\"\")=0,\"\",IFERROR(比較地域マスタ!$AE62,\"\"))","v":""},null,56,1,0,"",{"$f":"VLOOKUP(BC127&\"_\"&$AZ$9,データシート3!A:AB,MATCH(\"ea_\"&\"太陽光（建物系）\"&\"_年間発電\",データシート3!$A$1:$AB$1,0),0)/10^3+VLOOKUP(BC127&\"_\"&$AZ$9,データシート3!A:AB,MATCH(\"ea_\"&\"太陽光（土地系）\"&\"_年間発電\",データシート3!$A$1:$AB$1,0),0)/10^3","v":{"$error":"#N/A"}},{"$f":"VLOOKUP(BC127&\"_\"&$AZ$9,データシート3!A:AB,MATCH(\"ea_\"&\"風力（陸上）\"&\"_年間発電\",データシート3!$A$1:$AB$1,0),0)/10^3","v":{"$error":"#N/A"}},{"$f":"VLOOKUP(BC127&\"_\"&$AZ$9,データシート3!A:AB,MATCH(\"ea_\"&\"中小水（河川）\"&\"_年間発電\",データシート3!$A$1:$AB$1,0),0)/10^3+VLOOKUP(BC127&\"_\"&$AZ$9,データシート3!A:AB,MATCH(\"ea_\"&\"中小水（農業用水路）\"&\"_年間発電\",データシート3!$A$1:$AB$1,0),0)/10^3","v":{"$error":"#N/A"}},{"$f":"VLOOKUP(BC127&\"_\"&$AZ$9,データシート3!A:AB,MATCH(\"ea_\"&\"地熱（蒸気フラッシュ発電）\"&\"_年間発電\",データシート3!$A$1:$AB$1,0),0)/10^3+VLOOKUP(BC127&\"_\"&$AZ$9,データシート3!A:AB,MATCH(\"ea_\"&\"地熱（バイナリー発電）\"&\"_年間発電\",データシート3!$A$1:$AB$1,0),0)/10^3+VLOOKUP(BC127&\"_\"&$AZ$9,データシート3!A:AB,MATCH(\"ea_\"&\"地熱（低温バイナリー発電）\"&\"_年間発電\",データシート3!$A$1:$AB$1,0),0)/10^3","v":{"$error":"#N/A"}},{"$error":"#N/A"},{"$f":"(VLOOKUP($BC127&\"_\"&$AZ$8,データシート3!$A:$AN,MATCH(\"da_合計\",データシート3!$A$1:$AN$1,0),0))/10^3","v":{"$error":"#N/A"}},{"$error":"#N/A"},{"$error":"#N/A"},{"$error":"#N/A"}]
[{"$nulls":49},{"$f":"比較地域マスタ!AD63","v":0},{"$f":"IF(IFERROR(比較地域マスタ!$AE63,\"\")=0,\"\",IFERROR(比較地域マスタ!$AE63,\"\"))","v":""},null,57,1,0,"",{"$f":"VLOOKUP(BC128&\"_\"&$AZ$9,データシート3!A:AB,MATCH(\"ea_\"&\"太陽光（建物系）\"&\"_年間発電\",データシート3!$A$1:$AB$1,0),0)/10^3+VLOOKUP(BC128&\"_\"&$AZ$9,データシート3!A:AB,MATCH(\"ea_\"&\"太陽光（土地系）\"&\"_年間発電\",データシート3!$A$1:$AB$1,0),0)/10^3","v":{"$error":"#N/A"}},{"$f":"VLOOKUP(BC128&\"_\"&$AZ$9,データシート3!A:AB,MATCH(\"ea_\"&\"風力（陸上）\"&\"_年間発電\",データシート3!$A$1:$AB$1,0),0)/10^3","v":{"$error":"#N/A"}},{"$f":"VLOOKUP(BC128&\"_\"&$AZ$9,データシート3!A:AB,MATCH(\"ea_\"&\"中小水（河川）\"&\"_年間発電\",データシート3!$A$1:$AB$1,0),0)/10^3+VLOOKUP(BC128&\"_\"&$AZ$9,データシート3!A:AB,MATCH(\"ea_\"&\"中小水（農業用水路）\"&\"_年間発電\",データシート3!$A$1:$AB$1,0),0)/10^3","v":{"$error":"#N/A"}},{"$f":"VLOOKUP(BC128&\"_\"&$AZ$9,データシート3!A:AB,MATCH(\"ea_\"&\"地熱（蒸気フラッシュ発電）\"&\"_年間発電\",データシート3!$A$1:$AB$1,0),0)/10^3+VLOOKUP(BC128&\"_\"&$AZ$9,データシート3!A:AB,MATCH(\"ea_\"&\"地熱（バイナリー発電）\"&\"_年間発電\",データシート3!$A$1:$AB$1,0),0)/10^3+VLOOKUP(BC128&\"_\"&$AZ$9,データシート3!A:AB,MATCH(\"ea_\"&\"地熱（低温バイナリー発電）\"&\"_年間発電\",データシート3!$A$1:$AB$1,0),0)/10^3","v":{"$error":"#N/A"}},{"$error":"#N/A"},{"$f":"(VLOOKUP($BC128&\"_\"&$AZ$8,データシート3!$A:$AN,MATCH(\"da_合計\",データシート3!$A$1:$AN$1,0),0))/10^3","v":{"$error":"#N/A"}},{"$error":"#N/A"},{"$error":"#N/A"},{"$error":"#N/A"}]
[{"$nulls":49},{"$f":"比較地域マスタ!AD64","v":0},{"$f":"IF(IFERROR(比較地域マスタ!$AE64,\"\")=0,\"\",IFERROR(比較地域マスタ!$AE64,\"\"))","v":""},null,58,1,0,"",{"$f":"VLOOKUP(BC129&\"_\"&$AZ$9,データシート3!A:AB,MATCH(\"ea_\"&\"太陽光（建物系）\"&\"_年間発電\",データシート3!$A$1:$AB$1,0),0)/10^3+VLOOKUP(BC129&\"_\"&$AZ$9,データシート3!A:AB,MATCH(\"ea_\"&\"太陽光（土地系）\"&\"_年間発電\",データシート3!$A$1:$AB$1,0),0)/10^3","v":{"$error":"#N/A"}},{"$f":"VLOOKUP(BC129&\"_\"&$AZ$9,データシート3!A:AB,MATCH(\"ea_\"&\"風力（陸上）\"&\"_年間発電\",データシート3!$A$1:$AB$1,0),0)/10^3","v":{"$error":"#N/A"}},{"$f":"VLOOKUP(BC129&\"_\"&$AZ$9,データシート3!A:AB,MATCH(\"ea_\"&\"中小水（河川）\"&\"_年間発電\",データシート3!$A$1:$AB$1,0),0)/10^3+VLOOKUP(BC129&\"_\"&$AZ$9,データシート3!A:AB,MATCH(\"ea_\"&\"中小水（農業用水路）\"&\"_年間発電\",データシート3!$A$1:$AB$1,0),0)/10^3","v":{"$error":"#N/A"}},{"$f":"VLOOKUP(BC129&\"_\"&$AZ$9,データシート3!A:AB,MATCH(\"ea_\"&\"地熱（蒸気フラッシュ発電）\"&\"_年間発電\",データシート3!$A$1:$AB$1,0),0)/10^3+VLOOKUP(BC129&\"_\"&$AZ$9,データシート3!A:AB,MATCH(\"ea_\"&\"地熱（バイナリー発電）\"&\"_年間発電\",データシート3!$A$1:$AB$1,0),0)/10^3+VLOOKUP(BC129&\"_\"&$AZ$9,データシート3!A:AB,MATCH(\"ea_\"&\"地熱（低温バイナリー発電）\"&\"_年間発電\",データシート3!$A$1:$AB$1,0),0)/10^3","v":{"$error":"#N/A"}},{"$error":"#N/A"},{"$f":"(VLOOKUP($BC129&\"_\"&$AZ$8,データシート3!$A:$AN,MATCH(\"da_合計\",データシート3!$A$1:$AN$1,0),0))/10^3","v":{"$error":"#N/A"}},{"$error":"#N/A"},{"$error":"#N/A"},{"$error":"#N/A"}]
[{"$nulls":49},{"$f":"比較地域マスタ!AD65","v":0},{"$f":"IF(IFERROR(比較地域マスタ!$AE65,\"\")=0,\"\",IFERROR(比較地域マスタ!$AE65,\"\"))","v":""},null,59,1,0,"",{"$f":"VLOOKUP(BC130&\"_\"&$AZ$9,データシート3!A:AB,MATCH(\"ea_\"&\"太陽光（建物系）\"&\"_年間発電\",データシート3!$A$1:$AB$1,0),0)/10^3+VLOOKUP(BC130&\"_\"&$AZ$9,データシート3!A:AB,MATCH(\"ea_\"&\"太陽光（土地系）\"&\"_年間発電\",データシート3!$A$1:$AB$1,0),0)/10^3","v":{"$error":"#N/A"}},{"$f":"VLOOKUP(BC130&\"_\"&$AZ$9,データシート3!A:AB,MATCH(\"ea_\"&\"風力（陸上）\"&\"_年間発電\",データシート3!$A$1:$AB$1,0),0)/10^3","v":{"$error":"#N/A"}},{"$f":"VLOOKUP(BC130&\"_\"&$AZ$9,データシート3!A:AB,MATCH(\"ea_\"&\"中小水（河川）\"&\"_年間発電\",データシート3!$A$1:$AB$1,0),0)/10^3+VLOOKUP(BC130&\"_\"&$AZ$9,データシート3!A:AB,MATCH(\"ea_\"&\"中小水（農業用水路）\"&\"_年間発電\",データシート3!$A$1:$AB$1,0),0)/10^3","v":{"$error":"#N/A"}},{"$f":"VLOOKUP(BC130&\"_\"&$AZ$9,データシート3!A:AB,MATCH(\"ea_\"&\"地熱（蒸気フラッシュ発電）\"&\"_年間発電\",データシート3!$A$1:$AB$1,0),0)/10^3+VLOOKUP(BC130&\"_\"&$AZ$9,データシート3!A:AB,MATCH(\"ea_\"&\"地熱（バイナリー発電）\"&\"_年間発電\",データシート3!$A$1:$AB$1,0),0)/10^3+VLOOKUP(BC130&\"_\"&$AZ$9,データシート3!A:AB,MATCH(\"ea_\"&\"地熱（低温バイナリー発電）\"&\"_年間発電\",データシート3!$A$1:$AB$1,0),0)/10^3","v":{"$error":"#N/A"}},{"$error":"#N/A"},{"$f":"(VLOOKUP($BC130&\"_\"&$AZ$8,データシート3!$A:$AN,MATCH(\"da_合計\",データシート3!$A$1:$AN$1,0),0))/10^3","v":{"$error":"#N/A"}},{"$error":"#N/A"},{"$error":"#N/A"},{"$error":"#N/A"}]
[{"$nulls":49},{"$f":"比較地域マスタ!AD66","v":0},{"$f":"IF(IFERROR(比較地域マスタ!$AE66,\"\")=0,\"\",IFERROR(比較地域マスタ!$AE66,\"\"))","v":""},null,60,1,0,"",{"$f":"VLOOKUP(BC131&\"_\"&$AZ$9,データシート3!A:AB,MATCH(\"ea_\"&\"太陽光（建物系）\"&\"_年間発電\",データシート3!$A$1:$AB$1,0),0)/10^3+VLOOKUP(BC131&\"_\"&$AZ$9,データシート3!A:AB,MATCH(\"ea_\"&\"太陽光（土地系）\"&\"_年間発電\",データシート3!$A$1:$AB$1,0),0)/10^3","v":{"$error":"#N/A"}},{"$f":"VLOOKUP(BC131&\"_\"&$AZ$9,データシート3!A:AB,MATCH(\"ea_\"&\"風力（陸上）\"&\"_年間発電\",データシート3!$A$1:$AB$1,0),0)/10^3","v":{"$error":"#N/A"}},{"$f":"VLOOKUP(BC131&\"_\"&$AZ$9,データシート3!A:AB,MATCH(\"ea_\"&\"中小水（河川）\"&\"_年間発電\",データシート3!$A$1:$AB$1,0),0)/10^3+VLOOKUP(BC131&\"_\"&$AZ$9,データシート3!A:AB,MATCH(\"ea_\"&\"中小水（農業用水路）\"&\"_年間発電\",データシート3!$A$1:$AB$1,0),0)/10^3","v":{"$error":"#N/A"}},{"$f":"VLOOKUP(BC131&\"_\"&$AZ$9,データシート3!A:AB,MATCH(\"ea_\"&\"地熱（蒸気フラッシュ発電）\"&\"_年間発電\",データシート3!$A$1:$AB$1,0),0)/10^3+VLOOKUP(BC131&\"_\"&$AZ$9,データシート3!A:AB,MATCH(\"ea_\"&\"地熱（バイナリー発電）\"&\"_年間発電\",データシート3!$A$1:$AB$1,0),0)/10^3+VLOOKUP(BC131&\"_\"&$AZ$9,データシート3!A:AB,MATCH(\"ea_\"&\"地熱（低温バイナリー発電）\"&\"_年間発電\",データシート3!$A$1:$AB$1,0),0)/10^3","v":{"$error":"#N/A"}},{"$error":"#N/A"},{"$f":"(VLOOKUP($BC131&\"_\"&$AZ$8,データシート3!$A:$AN,MATCH(\"da_合計\",データシート3!$A$1:$AN$1,0),0))/10^3","v":{"$error":"#N/A"}},{"$error":"#N/A"},{"$error":"#N/A"},{"$error":"#N/A"}]
[{"$nulls":49},{"$f":"比較地域マスタ!AD67","v":0},{"$f":"IF(IFERROR(比較地域マスタ!$AE67,\"\")=0,\"\",IFERROR(比較地域マスタ!$AE67,\"\"))","v":""},null,61,1,0,"",{"$f":"VLOOKUP(BC132&\"_\"&$AZ$9,データシート3!A:AB,MATCH(\"ea_\"&\"太陽光（建物系）\"&\"_年間発電\",データシート3!$A$1:$AB$1,0),0)/10^3+VLOOKUP(BC132&\"_\"&$AZ$9,データシート3!A:AB,MATCH(\"ea_\"&\"太陽光（土地系）\"&\"_年間発電\",データシート3!$A$1:$AB$1,0),0)/10^3","v":{"$error":"#N/A"}},{"$f":"VLOOKUP(BC132&\"_\"&$AZ$9,データシート3!A:AB,MATCH(\"ea_\"&\"風力（陸上）\"&\"_年間発電\",データシート3!$A$1:$AB$1,0),0)/10^3","v":{"$error":"#N/A"}},{"$f":"VLOOKUP(BC132&\"_\"&$AZ$9,データシート3!A:AB,MATCH(\"ea_\"&\"中小水（河川）\"&\"_年間発電\",データシート3!$A$1:$AB$1,0),0)/10^3+VLOOKUP(BC132&\"_\"&$AZ$9,データシート3!A:AB,MATCH(\"ea_\"&\"中小水（農業用水路）\"&\"_年間発電\",データシート3!$A$1:$AB$1,0),0)/10^3","v":{"$error":"#N/A"}},{"$f":"VLOOKUP(BC132&\"_\"&$AZ$9,データシート3!A:AB,MATCH(\"ea_\"&\"地熱（蒸気フラッシュ発電）\"&\"_年間発電\",データシート3!$A$1:$AB$1,0),0)/10^3+VLOOKUP(BC132&\"_\"&$AZ$9,データシート3!A:AB,MATCH(\"ea_\"&\"地熱（バイナリー発電）\"&\"_年間発電\",データシート3!$A$1:$AB$1,0),0)/10^3+VLOOKUP(BC132&\"_\"&$AZ$9,データシート3!A:AB,MATCH(\"ea_\"&\"地熱（低温バイナリー発電）\"&\"_年間発電\",データシート3!$A$1:$AB$1,0),0)/10^3","v":{"$error":"#N/A"}},{"$error":"#N/A"},{"$f":"(VLOOKUP($BC132&\"_\"&$AZ$8,データシート3!$A:$AN,MATCH(\"da_合計\",データシート3!$A$1:$AN$1,0),0))/10^3","v":{"$error":"#N/A"}},{"$error":"#N/A"},{"$error":"#N/A"},{"$error":"#N/A"}]
[{"$nulls":49},{"$f":"比較地域マスタ!AD68","v":0},{"$f":"IF(IFERROR(比較地域マスタ!$AE68,\"\")=0,\"\",IFERROR(比較地域マスタ!$AE68,\"\"))","v":""},null,62,1,0,"",{"$f":"VLOOKUP(BC133&\"_\"&$AZ$9,データシート3!A:AB,MATCH(\"ea_\"&\"太陽光（建物系）\"&\"_年間発電\",データシート3!$A$1:$AB$1,0),0)/10^3+VLOOKUP(BC133&\"_\"&$AZ$9,データシート3!A:AB,MATCH(\"ea_\"&\"太陽光（土地系）\"&\"_年間発電\",データシート3!$A$1:$AB$1,0),0)/10^3","v":{"$error":"#N/A"}},{"$f":"VLOOKUP(BC133&\"_\"&$AZ$9,データシート3!A:AB,MATCH(\"ea_\"&\"風力（陸上）\"&\"_年間発電\",データシート3!$A$1:$AB$1,0),0)/10^3","v":{"$error":"#N/A"}},{"$f":"VLOOKUP(BC133&\"_\"&$AZ$9,データシート3!A:AB,MATCH(\"ea_\"&\"中小水（河川）\"&\"_年間発電\",データシート3!$A$1:$AB$1,0),0)/10^3+VLOOKUP(BC133&\"_\"&$AZ$9,データシート3!A:AB,MATCH(\"ea_\"&\"中小水（農業用水路）\"&\"_年間発電\",データシート3!$A$1:$AB$1,0),0)/10^3","v":{"$error":"#N/A"}},{"$f":"VLOOKUP(BC133&\"_\"&$AZ$9,データシート3!A:AB,MATCH(\"ea_\"&\"地熱（蒸気フラッシュ発電）\"&\"_年間発電\",データシート3!$A$1:$AB$1,0),0)/10^3+VLOOKUP(BC133&\"_\"&$AZ$9,データシート3!A:AB,MATCH(\"ea_\"&\"地熱（バイナリー発電）\"&\"_年間発電\",データシート3!$A$1:$AB$1,0),0)/10^3+VLOOKUP(BC133&\"_\"&$AZ$9,データシート3!A:AB,MATCH(\"ea_\"&\"地熱（低温バイナリー発電）\"&\"_年間発電\",データシート3!$A$1:$AB$1,0),0)/10^3","v":{"$error":"#N/A"}},{"$error":"#N/A"},{"$f":"(VLOOKUP($BC133&\"_\"&$AZ$8,データシート3!$A:$AN,MATCH(\"da_合計\",データシート3!$A$1:$AN$1,0),0))/10^3","v":{"$error":"#N/A"}},{"$error":"#N/A"},{"$error":"#N/A"},{"$error":"#N/A"}]
[{"$nulls":49},{"$f":"比較地域マスタ!AD69","v":0},{"$f":"IF(IFERROR(比較地域マスタ!$AE69,\"\")=0,\"\",IFERROR(比較地域マスタ!$AE69,\"\"))","v":""},null,63,1,0,"",{"$f":"VLOOKUP(BC134&\"_\"&$AZ$9,データシート3!A:AB,MATCH(\"ea_\"&\"太陽光（建物系）\"&\"_年間発電\",データシート3!$A$1:$AB$1,0),0)/10^3+VLOOKUP(BC134&\"_\"&$AZ$9,データシート3!A:AB,MATCH(\"ea_\"&\"太陽光（土地系）\"&\"_年間発電\",データシート3!$A$1:$AB$1,0),0)/10^3","v":{"$error":"#N/A"}},{"$f":"VLOOKUP(BC134&\"_\"&$AZ$9,データシート3!A:AB,MATCH(\"ea_\"&\"風力（陸上）\"&\"_年間発電\",データシート3!$A$1:$AB$1,0),0)/10^3","v":{"$error":"#N/A"}},{"$f":"VLOOKUP(BC134&\"_\"&$AZ$9,データシート3!A:AB,MATCH(\"ea_\"&\"中小水（河川）\"&\"_年間発電\",データシート3!$A$1:$AB$1,0),0)/10^3+VLOOKUP(BC134&\"_\"&$AZ$9,データシート3!A:AB,MATCH(\"ea_\"&\"中小水（農業用水路）\"&\"_年間発電\",データシート3!$A$1:$AB$1,0),0)/10^3","v":{"$error":"#N/A"}},{"$f":"VLOOKUP(BC134&\"_\"&$AZ$9,データシート3!A:AB,MATCH(\"ea_\"&\"地熱（蒸気フラッシュ発電）\"&\"_年間発電\",データシート3!$A$1:$AB$1,0),0)/10^3+VLOOKUP(BC134&\"_\"&$AZ$9,データシート3!A:AB,MATCH(\"ea_\"&\"地熱（バイナリー発電）\"&\"_年間発電\",データシート3!$A$1:$AB$1,0),0)/10^3+VLOOKUP(BC134&\"_\"&$AZ$9,データシート3!A:AB,MATCH(\"ea_\"&\"地熱（低温バイナリー発電）\"&\"_年間発電\",データシート3!$A$1:$AB$1,0),0)/10^3","v":{"$error":"#N/A"}},{"$error":"#N/A"},{"$f":"(VLOOKUP($BC134&\"_\"&$AZ$8,データシート3!$A:$AN,MATCH(\"da_合計\",データシート3!$A$1:$AN$1,0),0))/10^3","v":{"$error":"#N/A"}},{"$error":"#N/A"},{"$error":"#N/A"},{"$error":"#N/A"}]
[{"$nulls":49},{"$f":"比較地域マスタ!AD70","v":0},{"$f":"IF(IFERROR(比較地域マスタ!$AE70,\"\")=0,\"\",IFERROR(比較地域マスタ!$AE70,\"\"))","v":""},null,64,1,0,"",{"$f":"VLOOKUP(BC135&\"_\"&$AZ$9,データシート3!A:AB,MATCH(\"ea_\"&\"太陽光（建物系）\"&\"_年間発電\",データシート3!$A$1:$AB$1,0),0)/10^3+VLOOKUP(BC135&\"_\"&$AZ$9,データシート3!A:AB,MATCH(\"ea_\"&\"太陽光（土地系）\"&\"_年間発電\",データシート3!$A$1:$AB$1,0),0)/10^3","v":{"$error":"#N/A"}},{"$f":"VLOOKUP(BC135&\"_\"&$AZ$9,データシート3!A:AB,MATCH(\"ea_\"&\"風力（陸上）\"&\"_年間発電\",データシート3!$A$1:$AB$1,0),0)/10^3","v":{"$error":"#N/A"}},{"$f":"VLOOKUP(BC135&\"_\"&$AZ$9,データシート3!A:AB,MATCH(\"ea_\"&\"中小水（河川）\"&\"_年間発電\",データシート3!$A$1:$AB$1,0),0)/10^3+VLOOKUP(BC135&\"_\"&$AZ$9,データシート3!A:AB,MATCH(\"ea_\"&\"中小水（農業用水路）\"&\"_年間発電\",データシート3!$A$1:$AB$1,0),0)/10^3","v":{"$error":"#N/A"}},{"$f":"VLOOKUP(BC135&\"_\"&$AZ$9,データシート3!A:AB,MATCH(\"ea_\"&\"地熱（蒸気フラッシュ発電）\"&\"_年間発電\",データシート3!$A$1:$AB$1,0),0)/10^3+VLOOKUP(BC135&\"_\"&$AZ$9,データシート3!A:AB,MATCH(\"ea_\"&\"地熱（バイナリー発電）\"&\"_年間発電\",データシート3!$A$1:$AB$1,0),0)/10^3+VLOOKUP(BC135&\"_\"&$AZ$9,データシート3!A:AB,MATCH(\"ea_\"&\"地熱（低温バイナリー発電）\"&\"_年間発電\",データシート3!$A$1:$AB$1,0),0)/10^3","v":{"$error":"#N/A"}},{"$error":"#N/A"},{"$f":"(VLOOKUP($BC135&\"_\"&$AZ$8,データシート3!$A:$AN,MATCH(\"da_合計\",データシート3!$A$1:$AN$1,0),0))/10^3","v":{"$error":"#N/A"}},{"$error":"#N/A"},{"$error":"#N/A"},{"$error":"#N/A"}]
[{"$nulls":49},{"$f":"比較地域マスタ!AD71","v":0},{"$f":"IF(IFERROR(比較地域マスタ!$AE71,\"\")=0,\"\",IFERROR(比較地域マスタ!$AE71,\"\"))","v":""},null,65,1,0,"",{"$f":"VLOOKUP(BC136&\"_\"&$AZ$9,データシート3!A:AB,MATCH(\"ea_\"&\"太陽光（建物系）\"&\"_年間発電\",データシート3!$A$1:$AB$1,0),0)/10^3+VLOOKUP(BC136&\"_\"&$AZ$9,データシート3!A:AB,MATCH(\"ea_\"&\"太陽光（土地系）\"&\"_年間発電\",データシート3!$A$1:$AB$1,0),0)/10^3","v":{"$error":"#N/A"}},{"$f":"VLOOKUP(BC136&\"_\"&$AZ$9,データシート3!A:AB,MATCH(\"ea_\"&\"風力（陸上）\"&\"_年間発電\",データシート3!$A$1:$AB$1,0),0)/10^3","v":{"$error":"#N/A"}},{"$f":"VLOOKUP(BC136&\"_\"&$AZ$9,データシート3!A:AB,MATCH(\"ea_\"&\"中小水（河川）\"&\"_年間発電\",データシート3!$A$1:$AB$1,0),0)/10^3+VLOOKUP(BC136&\"_\"&$AZ$9,データシート3!A:AB,MATCH(\"ea_\"&\"中小水（農業用水路）\"&\"_年間発電\",データシート3!$A$1:$AB$1,0),0)/10^3","v":{"$error":"#N/A"}},{"$f":"VLOOKUP(BC136&\"_\"&$AZ$9,データシート3!A:AB,MATCH(\"ea_\"&\"地熱（蒸気フラッシュ発電）\"&\"_年間発電\",データシート3!$A$1:$AB$1,0),0)/10^3+VLOOKUP(BC136&\"_\"&$AZ$9,データシート3!A:AB,MATCH(\"ea_\"&\"地熱（バイナリー発電）\"&\"_年間発電\",データシート3!$A$1:$AB$1,0),0)/10^3+VLOOKUP(BC136&\"_\"&$AZ$9,データシート3!A:AB,MATCH(\"ea_\"&\"地熱（低温バイナリー発電）\"&\"_年間発電\",データシート3!$A$1:$AB$1,0),0)/10^3","v":{"$error":"#N/A"}},{"$error":"#N/A"},{"$f":"(VLOOKUP($BC136&\"_\"&$AZ$8,データシート3!$A:$AN,MATCH(\"da_合計\",データシート3!$A$1:$AN$1,0),0))/10^3","v":{"$error":"#N/A"}},{"$f":"BI136-BJ136","v":{"$error":"#N/A"}},{"$f":"IF(BK136>0,0,BK136)","v":{"$error":"#N/A"}},{"$f":"IF(BK136>0,BK136,0)","v":{"$error":"#N/A"}}]
[{"$nulls":49},{"$f":"比較地域マスタ!AD72","v":0},{"$f":"IF(IFERROR(比較地域マスタ!$AE72,\"\")=0,\"\",IFERROR(比較地域マスタ!$AE72,\"\"))","v":""},null,66,1,{"$f":"AX137","v":0},{"$f":"AY137","v":""},{"$f":"VLOOKUP(BC137&\"_\"&$AZ$9,データシート3!A:AB,MATCH(\"ea_\"&\"太陽光（建物系）\"&\"_年間発電\",データシート3!$A$1:$AB$1,0),0)/10^3+VLOOKUP(BC137&\"_\"&$AZ$9,データシート3!A:AB,MATCH(\"ea_\"&\"太陽光（土地系）\"&\"_年間発電\",データシート3!$A$1:$AB$1,0),0)/10^3","v":{"$error":"#N/A"}},{"$f":"VLOOKUP(BC137&\"_\"&$AZ$9,データシート3!A:AB,MATCH(\"ea_\"&\"風力（陸上）\"&\"_年間発電\",データシート3!$A$1:$AB$1,0),0)/10^3","v":{"$error":"#N/A"}},{"$f":"VLOOKUP(BC137&\"_\"&$AZ$9,データシート3!A:AB,MATCH(\"ea_\"&\"中小水（河川）\"&\"_年間発電\",データシート3!$A$1:$AB$1,0),0)/10^3+VLOOKUP(BC137&\"_\"&$AZ$9,データシート3!A:AB,MATCH(\"ea_\"&\"中小水（農業用水路）\"&\"_年間発電\",データシート3!$A$1:$AB$1,0),0)/10^3","v":{"$error":"#N/A"}},{"$f":"VLOOKUP(BC137&\"_\"&$AZ$9,データシート3!A:AB,MATCH(\"ea_\"&\"地熱（蒸気フラッシュ発電）\"&\"_年間発電\",データシート3!$A$1:$AB$1,0),0)/10^3+VLOOKUP(BC137&\"_\"&$AZ$9,データシート3!A:AB,MATCH(\"ea_\"&\"地熱（バイナリー発電）\"&\"_年間発電\",データシート3!$A$1:$AB$1,0),0)/10^3+VLOOKUP(BC137&\"_\"&$AZ$9,データシート3!A:AB,MATCH(\"ea_\"&\"地熱（低温バイナリー発電）\"&\"_年間発電\",データシート3!$A$1:$AB$1,0),0)/10^3","v":{"$error":"#N/A"}},{"$f":"SUM(BE137:BH137)","v":{"$error":"#N/A"}},{"$f":"(VLOOKUP($BC137&\"_\"&$AZ$8,データシート3!$A:$AN,MATCH(\"da_合計\",データシート3!$A$1:$AN$1,0),0))/10^3","v":{"$error":"#N/A"}},{"$error":"#N/A"},{"$error":"#N/A"},{"$error":"#N/A"}]
[{"$nulls":49},{"$f":"比較地域マスタ!AD73","v":0},{"$f":"IF(IFERROR(比較地域マスタ!$AE73,\"\")=0,\"\",IFERROR(比較地域マスタ!$AE73,\"\"))","v":""},null,67,1,0,"",{"$f":"VLOOKUP(BC138&\"_\"&$AZ$9,データシート3!A:AB,MATCH(\"ea_\"&\"太陽光（建物系）\"&\"_年間発電\",データシート3!$A$1:$AB$1,0),0)/10^3+VLOOKUP(BC138&\"_\"&$AZ$9,データシート3!A:AB,MATCH(\"ea_\"&\"太陽光（土地系）\"&\"_年間発電\",データシート3!$A$1:$AB$1,0),0)/10^3","v":{"$error":"#N/A"}},{"$f":"VLOOKUP(BC138&\"_\"&$AZ$9,データシート3!A:AB,MATCH(\"ea_\"&\"風力（陸上）\"&\"_年間発電\",データシート3!$A$1:$AB$1,0),0)/10^3","v":{"$error":"#N/A"}},{"$f":"VLOOKUP(BC138&\"_\"&$AZ$9,データシート3!A:AB,MATCH(\"ea_\"&\"中小水（河川）\"&\"_年間発電\",データシート3!$A$1:$AB$1,0),0)/10^3+VLOOKUP(BC138&\"_\"&$AZ$9,データシート3!A:AB,MATCH(\"ea_\"&\"中小水（農業用水路）\"&\"_年間発電\",データシート3!$A$1:$AB$1,0),0)/10^3","v":{"$error":"#N/A"}},{"$f":"VLOOKUP(BC138&\"_\"&$AZ$9,データシート3!A:AB,MATCH(\"ea_\"&\"地熱（蒸気フラッシュ発電）\"&\"_年間発電\",データシート3!$A$1:$AB$1,0),0)/10^3+VLOOKUP(BC138&\"_\"&$AZ$9,データシート3!A:AB,MATCH(\"ea_\"&\"地熱（バイナリー発電）\"&\"_年間発電\",データシート3!$A$1:$AB$1,0),0)/10^3+VLOOKUP(BC138&\"_\"&$AZ$9,データシート3!A:AB,MATCH(\"ea_\"&\"地熱（低温バイナリー発電）\"&\"_年間発電\",データシート3!$A$1:$AB$1,0),0)/10^3","v":{"$error":"#N/A"}},{"$error":"#N/A"},{"$f":"(VLOOKUP($BC138&\"_\"&$AZ$8,データシート3!$A:$AN,MATCH(\"da_合計\",データシート3!$A$1:$AN$1,0),0))/10^3","v":{"$error":"#N/A"}},{"$error":"#N/A"},{"$error":"#N/A"},{"$error":"#N/A"}]
[{"$nulls":49},{"$f":"比較地域マスタ!AD74","v":0},{"$f":"IF(IFERROR(比較地域マスタ!$AE74,\"\")=0,\"\",IFERROR(比較地域マスタ!$AE74,\"\"))","v":""},null,68,1,0,"",{"$f":"VLOOKUP(BC139&\"_\"&$AZ$9,データシート3!A:AB,MATCH(\"ea_\"&\"太陽光（建物系）\"&\"_年間発電\",データシート3!$A$1:$AB$1,0),0)/10^3+VLOOKUP(BC139&\"_\"&$AZ$9,データシート3!A:AB,MATCH(\"ea_\"&\"太陽光（土地系）\"&\"_年間発電\",データシート3!$A$1:$AB$1,0),0)/10^3","v":{"$error":"#N/A"}},{"$f":"VLOOKUP(BC139&\"_\"&$AZ$9,データシート3!A:AB,MATCH(\"ea_\"&\"風力（陸上）\"&\"_年間発電\",データシート3!$A$1:$AB$1,0),0)/10^3","v":{"$error":"#N/A"}},{"$f":"VLOOKUP(BC139&\"_\"&$AZ$9,データシート3!A:AB,MATCH(\"ea_\"&\"中小水（河川）\"&\"_年間発電\",データシート3!$A$1:$AB$1,0),0)/10^3+VLOOKUP(BC139&\"_\"&$AZ$9,データシート3!A:AB,MATCH(\"ea_\"&\"中小水（農業用水路）\"&\"_年間発電\",データシート3!$A$1:$AB$1,0),0)/10^3","v":{"$error":"#N/A"}},{"$f":"VLOOKUP(BC139&\"_\"&$AZ$9,データシート3!A:AB,MATCH(\"ea_\"&\"地熱（蒸気フラッシュ発電）\"&\"_年間発電\",データシート3!$A$1:$AB$1,0),0)/10^3+VLOOKUP(BC139&\"_\"&$AZ$9,データシート3!A:AB,MATCH(\"ea_\"&\"地熱（バイナリー発電）\"&\"_年間発電\",データシート3!$A$1:$AB$1,0),0)/10^3+VLOOKUP(BC139&\"_\"&$AZ$9,データシート3!A:AB,MATCH(\"ea_\"&\"地熱（低温バイナリー発電）\"&\"_年間発電\",データシート3!$A$1:$AB$1,0),0)/10^3","v":{"$error":"#N/A"}},{"$error":"#N/A"},{"$f":"(VLOOKUP($BC139&\"_\"&$AZ$8,データシート3!$A:$AN,MATCH(\"da_合計\",データシート3!$A$1:$AN$1,0),0))/10^3","v":{"$error":"#N/A"}},{"$error":"#N/A"},{"$error":"#N/A"},{"$error":"#N/A"}]
[{"$nulls":49},{"$f":"比較地域マスタ!AD75","v":0},{"$f":"IF(IFERROR(比較地域マスタ!$AE75,\"\")=0,\"\",IFERROR(比較地域マスタ!$AE75,\"\"))","v":""},null,69,1,0,"",{"$f":"VLOOKUP(BC140&\"_\"&$AZ$9,データシート3!A:AB,MATCH(\"ea_\"&\"太陽光（建物系）\"&\"_年間発電\",データシート3!$A$1:$AB$1,0),0)/10^3+VLOOKUP(BC140&\"_\"&$AZ$9,データシート3!A:AB,MATCH(\"ea_\"&\"太陽光（土地系）\"&\"_年間発電\",データシート3!$A$1:$AB$1,0),0)/10^3","v":{"$error":"#N/A"}},{"$f":"VLOOKUP(BC140&\"_\"&$AZ$9,データシート3!A:AB,MATCH(\"ea_\"&\"風力（陸上）\"&\"_年間発電\",データシート3!$A$1:$AB$1,0),0)/10^3","v":{"$error":"#N/A"}},{"$f":"VLOOKUP(BC140&\"_\"&$AZ$9,データシート3!A:AB,MATCH(\"ea_\"&\"中小水（河川）\"&\"_年間発電\",データシート3!$A$1:$AB$1,0),0)/10^3+VLOOKUP(BC140&\"_\"&$AZ$9,データシート3!A:AB,MATCH(\"ea_\"&\"中小水（農業用水路）\"&\"_年間発電\",データシート3!$A$1:$AB$1,0),0)/10^3","v":{"$error":"#N/A"}},{"$f":"VLOOKUP(BC140&\"_\"&$AZ$9,データシート3!A:AB,MATCH(\"ea_\"&\"地熱（蒸気フラッシュ発電）\"&\"_年間発電\",データシート3!$A$1:$AB$1,0),0)/10^3+VLOOKUP(BC140&\"_\"&$AZ$9,データシート3!A:AB,MATCH(\"ea_\"&\"地熱（バイナリー発電）\"&\"_年間発電\",データシート3!$A$1:$AB$1,0),0)/10^3+VLOOKUP(BC140&\"_\"&$AZ$9,データシート3!A:AB,MATCH(\"ea_\"&\"地熱（低温バイナリー発電）\"&\"_年間発電\",データシート3!$A$1:$AB$1,0),0)/10^3","v":{"$error":"#N/A"}},{"$error":"#N/A"},{"$f":"(VLOOKUP($BC140&\"_\"&$AZ$8,データシート3!$A:$AN,MATCH(\"da_合計\",データシート3!$A$1:$AN$1,0),0))/10^3","v":{"$error":"#N/A"}},{"$error":"#N/A"},{"$error":"#N/A"},{"$error":"#N/A"}]
[{"$nulls":49},{"$f":"比較地域マスタ!AD76","v":0},{"$f":"IF(IFERROR(比較地域マスタ!$AE76,\"\")=0,\"\",IFERROR(比較地域マスタ!$AE76,\"\"))","v":""},null,70,1,0,"",{"$f":"VLOOKUP(BC141&\"_\"&$AZ$9,データシート3!A:AB,MATCH(\"ea_\"&\"太陽光（建物系）\"&\"_年間発電\",データシート3!$A$1:$AB$1,0),0)/10^3+VLOOKUP(BC141&\"_\"&$AZ$9,データシート3!A:AB,MATCH(\"ea_\"&\"太陽光（土地系）\"&\"_年間発電\",データシート3!$A$1:$AB$1,0),0)/10^3","v":{"$error":"#N/A"}},{"$f":"VLOOKUP(BC141&\"_\"&$AZ$9,データシート3!A:AB,MATCH(\"ea_\"&\"風力（陸上）\"&\"_年間発電\",データシート3!$A$1:$AB$1,0),0)/10^3","v":{"$error":"#N/A"}},{"$f":"VLOOKUP(BC141&\"_\"&$AZ$9,データシート3!A:AB,MATCH(\"ea_\"&\"中小水（河川）\"&\"_年間発電\",データシート3!$A$1:$AB$1,0),0)/10^3+VLOOKUP(BC141&\"_\"&$AZ$9,データシート3!A:AB,MATCH(\"ea_\"&\"中小水（農業用水路）\"&\"_年間発電\",データシート3!$A$1:$AB$1,0),0)/10^3","v":{"$error":"#N/A"}},{"$f":"VLOOKUP(BC141&\"_\"&$AZ$9,データシート3!A:AB,MATCH(\"ea_\"&\"地熱（蒸気フラッシュ発電）\"&\"_年間発電\",データシート3!$A$1:$AB$1,0),0)/10^3+VLOOKUP(BC141&\"_\"&$AZ$9,データシート3!A:AB,MATCH(\"ea_\"&\"地熱（バイナリー発電）\"&\"_年間発電\",データシート3!$A$1:$AB$1,0),0)/10^3+VLOOKUP(BC141&\"_\"&$AZ$9,データシート3!A:AB,MATCH(\"ea_\"&\"地熱（低温バイナリー発電）\"&\"_年間発電\",データシート3!$A$1:$AB$1,0),0)/10^3","v":{"$error":"#N/A"}},{"$error":"#N/A"},{"$f":"(VLOOKUP($BC141&\"_\"&$AZ$8,データシート3!$A:$AN,MATCH(\"da_合計\",データシート3!$A$1:$AN$1,0),0))/10^3","v":{"$error":"#N/A"}},{"$error":"#N/A"},{"$error":"#N/A"},{"$error":"#N/A"}]
[{"$nulls":49},{"$f":"比較地域マスタ!AD77","v":0},{"$f":"IF(IFERROR(比較地域マスタ!$AE77,\"\")=0,\"\",IFERROR(比較地域マスタ!$AE77,\"\"))","v":""},null,71,1,0,"",{"$f":"VLOOKUP(BC142&\"_\"&$AZ$9,データシート3!A:AB,MATCH(\"ea_\"&\"太陽光（建物系）\"&\"_年間発電\",データシート3!$A$1:$AB$1,0),0)/10^3+VLOOKUP(BC142&\"_\"&$AZ$9,データシート3!A:AB,MATCH(\"ea_\"&\"太陽光（土地系）\"&\"_年間発電\",データシート3!$A$1:$AB$1,0),0)/10^3","v":{"$error":"#N/A"}},{"$f":"VLOOKUP(BC142&\"_\"&$AZ$9,データシート3!A:AB,MATCH(\"ea_\"&\"風力（陸上）\"&\"_年間発電\",データシート3!$A$1:$AB$1,0),0)/10^3","v":{"$error":"#N/A"}},{"$f":"VLOOKUP(BC142&\"_\"&$AZ$9,データシート3!A:AB,MATCH(\"ea_\"&\"中小水（河川）\"&\"_年間発電\",データシート3!$A$1:$AB$1,0),0)/10^3+VLOOKUP(BC142&\"_\"&$AZ$9,データシート3!A:AB,MATCH(\"ea_\"&\"中小水（農業用水路）\"&\"_年間発電\",データシート3!$A$1:$AB$1,0),0)/10^3","v":{"$error":"#N/A"}},{"$f":"VLOOKUP(BC142&\"_\"&$AZ$9,データシート3!A:AB,MATCH(\"ea_\"&\"地熱（蒸気フラッシュ発電）\"&\"_年間発電\",データシート3!$A$1:$AB$1,0),0)/10^3+VLOOKUP(BC142&\"_\"&$AZ$9,データシート3!A:AB,MATCH(\"ea_\"&\"地熱（バイナリー発電）\"&\"_年間発電\",データシート3!$A$1:$AB$1,0),0)/10^3+VLOOKUP(BC142&\"_\"&$AZ$9,データシート3!A:AB,MATCH(\"ea_\"&\"地熱（低温バイナリー発電）\"&\"_年間発電\",データシート3!$A$1:$AB$1,0),0)/10^3","v":{"$error":"#N/A"}},{"$error":"#N/A"},{"$f":"(VLOOKUP($BC142&\"_\"&$AZ$8,データシート3!$A:$AN,MATCH(\"da_合計\",データシート3!$A$1:$AN$1,0),0))/10^3","v":{"$error":"#N/A"}},{"$error":"#N/A"},{"$error":"#N/A"},{"$error":"#N/A"}]
[{"$nulls":49},{"$f":"比較地域マスタ!AD78","v":0},{"$f":"IF(IFERROR(比較地域マスタ!$AE78,\"\")=0,\"\",IFERROR(比較地域マスタ!$AE78,\"\"))","v":""},null,72,1,0,"",{"$f":"VLOOKUP(BC143&\"_\"&$AZ$9,データシート3!A:AB,MATCH(\"ea_\"&\"太陽光（建物系）\"&\"_年間発電\",データシート3!$A$1:$AB$1,0),0)/10^3+VLOOKUP(BC143&\"_\"&$AZ$9,データシート3!A:AB,MATCH(\"ea_\"&\"太陽光（土地系）\"&\"_年間発電\",データシート3!$A$1:$AB$1,0),0)/10^3","v":{"$error":"#N/A"}},{"$f":"VLOOKUP(BC143&\"_\"&$AZ$9,データシート3!A:AB,MATCH(\"ea_\"&\"風力（陸上）\"&\"_年間発電\",データシート3!$A$1:$AB$1,0),0)/10^3","v":{"$error":"#N/A"}},{"$f":"VLOOKUP(BC143&\"_\"&$AZ$9,データシート3!A:AB,MATCH(\"ea_\"&\"中小水（河川）\"&\"_年間発電\",データシート3!$A$1:$AB$1,0),0)/10^3+VLOOKUP(BC143&\"_\"&$AZ$9,データシート3!A:AB,MATCH(\"ea_\"&\"中小水（農業用水路）\"&\"_年間発電\",データシート3!$A$1:$AB$1,0),0)/10^3","v":{"$error":"#N/A"}},{"$f":"VLOOKUP(BC143&\"_\"&$AZ$9,データシート3!A:AB,MATCH(\"ea_\"&\"地熱（蒸気フラッシュ発電）\"&\"_年間発電\",データシート3!$A$1:$AB$1,0),0)/10^3+VLOOKUP(BC143&\"_\"&$AZ$9,データシート3!A:AB,MATCH(\"ea_\"&\"地熱（バイナリー発電）\"&\"_年間発電\",データシート3!$A$1:$AB$1,0),0)/10^3+VLOOKUP(BC143&\"_\"&$AZ$9,データシート3!A:AB,MATCH(\"ea_\"&\"地熱（低温バイナリー発電）\"&\"_年間発電\",データシート3!$A$1:$AB$1,0),0)/10^3","v":{"$error":"#N/A"}},{"$error":"#N/A"},{"$f":"(VLOOKUP($BC143&\"_\"&$AZ$8,データシート3!$A:$AN,MATCH(\"da_合計\",データシート3!$A$1:$AN$1,0),0))/10^3","v":{"$error":"#N/A"}},{"$error":"#N/A"},{"$error":"#N/A"},{"$error":"#N/A"}]
[{"$nulls":49},{"$f":"比較地域マスタ!AD79","v":0},{"$f":"IF(IFERROR(比較地域マスタ!$AE79,\"\")=0,\"\",IFERROR(比較地域マスタ!$AE79,\"\"))","v":""},null,73,1,0,"",{"$f":"VLOOKUP(BC144&\"_\"&$AZ$9,データシート3!A:AB,MATCH(\"ea_\"&\"太陽光（建物系）\"&\"_年間発電\",データシート3!$A$1:$AB$1,0),0)/10^3+VLOOKUP(BC144&\"_\"&$AZ$9,データシート3!A:AB,MATCH(\"ea_\"&\"太陽光（土地系）\"&\"_年間発電\",データシート3!$A$1:$AB$1,0),0)/10^3","v":{"$error":"#N/A"}},{"$f":"VLOOKUP(BC144&\"_\"&$AZ$9,データシート3!A:AB,MATCH(\"ea_\"&\"風力（陸上）\"&\"_年間発電\",データシート3!$A$1:$AB$1,0),0)/10^3","v":{"$error":"#N/A"}},{"$f":"VLOOKUP(BC144&\"_\"&$AZ$9,データシート3!A:AB,MATCH(\"ea_\"&\"中小水（河川）\"&\"_年間発電\",データシート3!$A$1:$AB$1,0),0)/10^3+VLOOKUP(BC144&\"_\"&$AZ$9,データシート3!A:AB,MATCH(\"ea_\"&\"中小水（農業用水路）\"&\"_年間発電\",データシート3!$A$1:$AB$1,0),0)/10^3","v":{"$error":"#N/A"}},{"$f":"VLOOKUP(BC144&\"_\"&$AZ$9,データシート3!A:AB,MATCH(\"ea_\"&\"地熱（蒸気フラッシュ発電）\"&\"_年間発電\",データシート3!$A$1:$AB$1,0),0)/10^3+VLOOKUP(BC144&\"_\"&$AZ$9,データシート3!A:AB,MATCH(\"ea_\"&\"地熱（バイナリー発電）\"&\"_年間発電\",データシート3!$A$1:$AB$1,0),0)/10^3+VLOOKUP(BC144&\"_\"&$AZ$9,データシート3!A:AB,MATCH(\"ea_\"&\"地熱（低温バイナリー発電）\"&\"_年間発電\",データシート3!$A$1:$AB$1,0),0)/10^3","v":{"$error":"#N/A"}},{"$error":"#N/A"},{"$f":"(VLOOKUP($BC144&\"_\"&$AZ$8,データシート3!$A:$AN,MATCH(\"da_合計\",データシート3!$A$1:$AN$1,0),0))/10^3","v":{"$error":"#N/A"}},{"$error":"#N/A"},{"$error":"#N/A"},{"$error":"#N/A"}]
[{"$nulls":49},{"$f":"比較地域マスタ!AD80","v":0},{"$f":"IF(IFERROR(比較地域マスタ!$AE80,\"\")=0,\"\",IFERROR(比較地域マスタ!$AE80,\"\"))","v":""},null,74,1,0,"",{"$f":"VLOOKUP(BC145&\"_\"&$AZ$9,データシート3!A:AB,MATCH(\"ea_\"&\"太陽光（建物系）\"&\"_年間発電\",データシート3!$A$1:$AB$1,0),0)/10^3+VLOOKUP(BC145&\"_\"&$AZ$9,データシート3!A:AB,MATCH(\"ea_\"&\"太陽光（土地系）\"&\"_年間発電\",データシート3!$A$1:$AB$1,0),0)/10^3","v":{"$error":"#N/A"}},{"$f":"VLOOKUP(BC145&\"_\"&$AZ$9,データシート3!A:AB,MATCH(\"ea_\"&\"風力（陸上）\"&\"_年間発電\",データシート3!$A$1:$AB$1,0),0)/10^3","v":{"$error":"#N/A"}},{"$f":"VLOOKUP(BC145&\"_\"&$AZ$9,データシート3!A:AB,MATCH(\"ea_\"&\"中小水（河川）\"&\"_年間発電\",データシート3!$A$1:$AB$1,0),0)/10^3+VLOOKUP(BC145&\"_\"&$AZ$9,データシート3!A:AB,MATCH(\"ea_\"&\"中小水（農業用水路）\"&\"_年間発電\",データシート3!$A$1:$AB$1,0),0)/10^3","v":{"$error":"#N/A"}},{"$f":"VLOOKUP(BC145&\"_\"&$AZ$9,データシート3!A:AB,MATCH(\"ea_\"&\"地熱（蒸気フラッシュ発電）\"&\"_年間発電\",データシート3!$A$1:$AB$1,0),0)/10^3+VLOOKUP(BC145&\"_\"&$AZ$9,データシート3!A:AB,MATCH(\"ea_\"&\"地熱（バイナリー発電）\"&\"_年間発電\",データシート3!$A$1:$AB$1,0),0)/10^3+VLOOKUP(BC145&\"_\"&$AZ$9,データシート3!A:AB,MATCH(\"ea_\"&\"地熱（低温バイナリー発電）\"&\"_年間発電\",データシート3!$A$1:$AB$1,0),0)/10^3","v":{"$error":"#N/A"}},{"$error":"#N/A"},{"$f":"(VLOOKUP($BC145&\"_\"&$AZ$8,データシート3!$A:$AN,MATCH(\"da_合計\",データシート3!$A$1:$AN$1,0),0))/10^3","v":{"$error":"#N/A"}},{"$error":"#N/A"},{"$error":"#N/A"},{"$error":"#N/A"}]
[{"$nulls":49},{"$f":"比較地域マスタ!AD81","v":0},{"$f":"IF(IFERROR(比較地域マスタ!$AE81,\"\")=0,\"\",IFERROR(比較地域マスタ!$AE81,\"\"))","v":""},null,75,1,0,"",{"$f":"VLOOKUP(BC146&\"_\"&$AZ$9,データシート3!A:AB,MATCH(\"ea_\"&\"太陽光（建物系）\"&\"_年間発電\",データシート3!$A$1:$AB$1,0),0)/10^3+VLOOKUP(BC146&\"_\"&$AZ$9,データシート3!A:AB,MATCH(\"ea_\"&\"太陽光（土地系）\"&\"_年間発電\",データシート3!$A$1:$AB$1,0),0)/10^3","v":{"$error":"#N/A"}},{"$f":"VLOOKUP(BC146&\"_\"&$AZ$9,データシート3!A:AB,MATCH(\"ea_\"&\"風力（陸上）\"&\"_年間発電\",データシート3!$A$1:$AB$1,0),0)/10^3","v":{"$error":"#N/A"}},{"$f":"VLOOKUP(BC146&\"_\"&$AZ$9,データシート3!A:AB,MATCH(\"ea_\"&\"中小水（河川）\"&\"_年間発電\",データシート3!$A$1:$AB$1,0),0)/10^3+VLOOKUP(BC146&\"_\"&$AZ$9,データシート3!A:AB,MATCH(\"ea_\"&\"中小水（農業用水路）\"&\"_年間発電\",データシート3!$A$1:$AB$1,0),0)/10^3","v":{"$error":"#N/A"}},{"$f":"VLOOKUP(BC146&\"_\"&$AZ$9,データシート3!A:AB,MATCH(\"ea_\"&\"地熱（蒸気フラッシュ発電）\"&\"_年間発電\",データシート3!$A$1:$AB$1,0),0)/10^3+VLOOKUP(BC146&\"_\"&$AZ$9,データシート3!A:AB,MATCH(\"ea_\"&\"地熱（バイナリー発電）\"&\"_年間発電\",データシート3!$A$1:$AB$1,0),0)/10^3+VLOOKUP(BC146&\"_\"&$AZ$9,データシート3!A:AB,MATCH(\"ea_\"&\"地熱（低温バイナリー発電）\"&\"_年間発電\",データシート3!$A$1:$AB$1,0),0)/10^3","v":{"$error":"#N/A"}},{"$error":"#N/A"},{"$f":"(VLOOKUP($BC146&\"_\"&$AZ$8,データシート3!$A:$AN,MATCH(\"da_合計\",データシート3!$A$1:$AN$1,0),0))/10^3","v":{"$error":"#N/A"}},{"$error":"#N/A"},{"$error":"#N/A"},{"$error":"#N/A"}]
[{"$nulls":49},{"$f":"比較地域マスタ!AD82","v":0},{"$f":"IF(IFERROR(比較地域マスタ!$AE82,\"\")=0,\"\",IFERROR(比較地域マスタ!$AE82,\"\"))","v":""},null,76,1,0,"",{"$f":"VLOOKUP(BC147&\"_\"&$AZ$9,データシート3!A:AB,MATCH(\"ea_\"&\"太陽光（建物系）\"&\"_年間発電\",データシート3!$A$1:$AB$1,0),0)/10^3+VLOOKUP(BC147&\"_\"&$AZ$9,データシート3!A:AB,MATCH(\"ea_\"&\"太陽光（土地系）\"&\"_年間発電\",データシート3!$A$1:$AB$1,0),0)/10^3","v":{"$error":"#N/A"}},{"$f":"VLOOKUP(BC147&\"_\"&$AZ$9,データシート3!A:AB,MATCH(\"ea_\"&\"風力（陸上）\"&\"_年間発電\",データシート3!$A$1:$AB$1,0),0)/10^3","v":{"$error":"#N/A"}},{"$f":"VLOOKUP(BC147&\"_\"&$AZ$9,データシート3!A:AB,MATCH(\"ea_\"&\"中小水（河川）\"&\"_年間発電\",データシート3!$A$1:$AB$1,0),0)/10^3+VLOOKUP(BC147&\"_\"&$AZ$9,データシート3!A:AB,MATCH(\"ea_\"&\"中小水（農業用水路）\"&\"_年間発電\",データシート3!$A$1:$AB$1,0),0)/10^3","v":{"$error":"#N/A"}},{"$f":"VLOOKUP(BC147&\"_\"&$AZ$9,データシート3!A:AB,MATCH(\"ea_\"&\"地熱（蒸気フラッシュ発電）\"&\"_年間発電\",データシート3!$A$1:$AB$1,0),0)/10^3+VLOOKUP(BC147&\"_\"&$AZ$9,データシート3!A:AB,MATCH(\"ea_\"&\"地熱（バイナリー発電）\"&\"_年間発電\",データシート3!$A$1:$AB$1,0),0)/10^3+VLOOKUP(BC147&\"_\"&$AZ$9,データシート3!A:AB,MATCH(\"ea_\"&\"地熱（低温バイナリー発電）\"&\"_年間発電\",データシート3!$A$1:$AB$1,0),0)/10^3","v":{"$error":"#N/A"}},{"$error":"#N/A"},{"$f":"(VLOOKUP($BC147&\"_\"&$AZ$8,データシート3!$A:$AN,MATCH(\"da_合計\",データシート3!$A$1:$AN$1,0),0))/10^3","v":{"$error":"#N/A"}},{"$error":"#N/A"},{"$error":"#N/A"},{"$error":"#N/A"}]
[{"$nulls":49},{"$f":"比較地域マスタ!AD83","v":0},{"$f":"IF(IFERROR(比較地域マスタ!$AE83,\"\")=0,\"\",IFERROR(比較地域マスタ!$AE83,\"\"))","v":""},null,77,1,0,"",{"$f":"VLOOKUP(BC148&\"_\"&$AZ$9,データシート3!A:AB,MATCH(\"ea_\"&\"太陽光（建物系）\"&\"_年間発電\",データシート3!$A$1:$AB$1,0),0)/10^3+VLOOKUP(BC148&\"_\"&$AZ$9,データシート3!A:AB,MATCH(\"ea_\"&\"太陽光（土地系）\"&\"_年間発電\",データシート3!$A$1:$AB$1,0),0)/10^3","v":{"$error":"#N/A"}},{"$f":"VLOOKUP(BC148&\"_\"&$AZ$9,データシート3!A:AB,MATCH(\"ea_\"&\"風力（陸上）\"&\"_年間発電\",データシート3!$A$1:$AB$1,0),0)/10^3","v":{"$error":"#N/A"}},{"$f":"VLOOKUP(BC148&\"_\"&$AZ$9,データシート3!A:AB,MATCH(\"ea_\"&\"中小水（河川）\"&\"_年間発電\",データシート3!$A$1:$AB$1,0),0)/10^3+VLOOKUP(BC148&\"_\"&$AZ$9,データシート3!A:AB,MATCH(\"ea_\"&\"中小水（農業用水路）\"&\"_年間発電\",データシート3!$A$1:$AB$1,0),0)/10^3","v":{"$error":"#N/A"}},{"$f":"VLOOKUP(BC148&\"_\"&$AZ$9,データシート3!A:AB,MATCH(\"ea_\"&\"地熱（蒸気フラッシュ発電）\"&\"_年間発電\",データシート3!$A$1:$AB$1,0),0)/10^3+VLOOKUP(BC148&\"_\"&$AZ$9,データシート3!A:AB,MATCH(\"ea_\"&\"地熱（バイナリー発電）\"&\"_年間発電\",データシート3!$A$1:$AB$1,0),0)/10^3+VLOOKUP(BC148&\"_\"&$AZ$9,データシート3!A:AB,MATCH(\"ea_\"&\"地熱（低温バイナリー発電）\"&\"_年間発電\",データシート3!$A$1:$AB$1,0),0)/10^3","v":{"$error":"#N/A"}},{"$error":"#N/A"},{"$f":"(VLOOKUP($BC148&\"_\"&$AZ$8,データシート3!$A:$AN,MATCH(\"da_合計\",データシート3!$A$1:$AN$1,0),0))/10^3","v":{"$error":"#N/A"}},{"$error":"#N/A"},{"$error":"#N/A"},{"$error":"#N/A"}]
[{"$nulls":49},{"$f":"比較地域マスタ!AD84","v":0},{"$f":"IF(IFERROR(比較地域マスタ!$AE84,\"\")=0,\"\",IFERROR(比較地域マスタ!$AE84,\"\"))","v":""},null,78,1,0,"",{"$f":"VLOOKUP(BC149&\"_\"&$AZ$9,データシート3!A:AB,MATCH(\"ea_\"&\"太陽光（建物系）\"&\"_年間発電\",データシート3!$A$1:$AB$1,0),0)/10^3+VLOOKUP(BC149&\"_\"&$AZ$9,データシート3!A:AB,MATCH(\"ea_\"&\"太陽光（土地系）\"&\"_年間発電\",データシート3!$A$1:$AB$1,0),0)/10^3","v":{"$error":"#N/A"}},{"$f":"VLOOKUP(BC149&\"_\"&$AZ$9,データシート3!A:AB,MATCH(\"ea_\"&\"風力（陸上）\"&\"_年間発電\",データシート3!$A$1:$AB$1,0),0)/10^3","v":{"$error":"#N/A"}},{"$f":"VLOOKUP(BC149&\"_\"&$AZ$9,データシート3!A:AB,MATCH(\"ea_\"&\"中小水（河川）\"&\"_年間発電\",データシート3!$A$1:$AB$1,0),0)/10^3+VLOOKUP(BC149&\"_\"&$AZ$9,データシート3!A:AB,MATCH(\"ea_\"&\"中小水（農業用水路）\"&\"_年間発電\",データシート3!$A$1:$AB$1,0),0)/10^3","v":{"$error":"#N/A"}},{"$f":"VLOOKUP(BC149&\"_\"&$AZ$9,データシート3!A:AB,MATCH(\"ea_\"&\"地熱（蒸気フラッシュ発電）\"&\"_年間発電\",データシート3!$A$1:$AB$1,0),0)/10^3+VLOOKUP(BC149&\"_\"&$AZ$9,データシート3!A:AB,MATCH(\"ea_\"&\"地熱（バイナリー発電）\"&\"_年間発電\",データシート3!$A$1:$AB$1,0),0)/10^3+VLOOKUP(BC149&\"_\"&$AZ$9,データシート3!A:AB,MATCH(\"ea_\"&\"地熱（低温バイナリー発電）\"&\"_年間発電\",データシート3!$A$1:$AB$1,0),0)/10^3","v":{"$error":"#N/A"}},{"$error":"#N/A"},{"$f":"(VLOOKUP($BC149&\"_\"&$AZ$8,データシート3!$A:$AN,MATCH(\"da_合計\",データシート3!$A$1:$AN$1,0),0))/10^3","v":{"$error":"#N/A"}},{"$error":"#N/A"},{"$error":"#N/A"},{"$error":"#N/A"}]
[{"$nulls":49},{"$f":"比較地域マスタ!AD85","v":0},{"$f":"IF(IFERROR(比較地域マスタ!$AE85,\"\")=0,\"\",IFERROR(比較地域マスタ!$AE85,\"\"))","v":""},null,79,1,0,"",{"$f":"VLOOKUP(BC150&\"_\"&$AZ$9,データシート3!A:AB,MATCH(\"ea_\"&\"太陽光（建物系）\"&\"_年間発電\",データシート3!$A$1:$AB$1,0),0)/10^3+VLOOKUP(BC150&\"_\"&$AZ$9,データシート3!A:AB,MATCH(\"ea_\"&\"太陽光（土地系）\"&\"_年間発電\",データシート3!$A$1:$AB$1,0),0)/10^3","v":{"$error":"#N/A"}},{"$f":"VLOOKUP(BC150&\"_\"&$AZ$9,データシート3!A:AB,MATCH(\"ea_\"&\"風力（陸上）\"&\"_年間発電\",データシート3!$A$1:$AB$1,0),0)/10^3","v":{"$error":"#N/A"}},{"$f":"VLOOKUP(BC150&\"_\"&$AZ$9,データシート3!A:AB,MATCH(\"ea_\"&\"中小水（河川）\"&\"_年間発電\",データシート3!$A$1:$AB$1,0),0)/10^3+VLOOKUP(BC150&\"_\"&$AZ$9,データシート3!A:AB,MATCH(\"ea_\"&\"中小水（農業用水路）\"&\"_年間発電\",データシート3!$A$1:$AB$1,0),0)/10^3","v":{"$error":"#N/A"}},{"$f":"VLOOKUP(BC150&\"_\"&$AZ$9,データシート3!A:AB,MATCH(\"ea_\"&\"地熱（蒸気フラッシュ発電）\"&\"_年間発電\",データシート3!$A$1:$AB$1,0),0)/10^3+VLOOKUP(BC150&\"_\"&$AZ$9,データシート3!A:AB,MATCH(\"ea_\"&\"地熱（バイナリー発電）\"&\"_年間発電\",データシート3!$A$1:$AB$1,0),0)/10^3+VLOOKUP(BC150&\"_\"&$AZ$9,データシート3!A:AB,MATCH(\"ea_\"&\"地熱（低温バイナリー発電）\"&\"_年間発電\",データシート3!$A$1:$AB$1,0),0)/10^3","v":{"$error":"#N/A"}},{"$error":"#N/A"},{"$f":"(VLOOKUP($BC150&\"_\"&$AZ$8,データシート3!$A:$AN,MATCH(\"da_合計\",データシート3!$A$1:$AN$1,0),0))/10^3","v":{"$error":"#N/A"}},{"$error":"#N/A"},{"$error":"#N/A"},{"$error":"#N/A"}]
[{"$nulls":49},{"$f":"比較地域マスタ!AD86","v":0},{"$f":"IF(IFERROR(比較地域マスタ!$AE86,\"\")=0,\"\",IFERROR(比較地域マスタ!$AE86,\"\"))","v":""},null,80,1,0,"",{"$f":"VLOOKUP(BC151&\"_\"&$AZ$9,データシート3!A:AB,MATCH(\"ea_\"&\"太陽光（建物系）\"&\"_年間発電\",データシート3!$A$1:$AB$1,0),0)/10^3+VLOOKUP(BC151&\"_\"&$AZ$9,データシート3!A:AB,MATCH(\"ea_\"&\"太陽光（土地系）\"&\"_年間発電\",データシート3!$A$1:$AB$1,0),0)/10^3","v":{"$error":"#N/A"}},{"$f":"VLOOKUP(BC151&\"_\"&$AZ$9,データシート3!A:AB,MATCH(\"ea_\"&\"風力（陸上）\"&\"_年間発電\",データシート3!$A$1:$AB$1,0),0)/10^3","v":{"$error":"#N/A"}},{"$f":"VLOOKUP(BC151&\"_\"&$AZ$9,データシート3!A:AB,MATCH(\"ea_\"&\"中小水（河川）\"&\"_年間発電\",データシート3!$A$1:$AB$1,0),0)/10^3+VLOOKUP(BC151&\"_\"&$AZ$9,データシート3!A:AB,MATCH(\"ea_\"&\"中小水（農業用水路）\"&\"_年間発電\",データシート3!$A$1:$AB$1,0),0)/10^3","v":{"$error":"#N/A"}},{"$f":"VLOOKUP(BC151&\"_\"&$AZ$9,データシート3!A:AB,MATCH(\"ea_\"&\"地熱（蒸気フラッシュ発電）\"&\"_年間発電\",データシート3!$A$1:$AB$1,0),0)/10^3+VLOOKUP(BC151&\"_\"&$AZ$9,データシート3!A:AB,MATCH(\"ea_\"&\"地熱（バイナリー発電）\"&\"_年間発電\",データシート3!$A$1:$AB$1,0),0)/10^3+VLOOKUP(BC151&\"_\"&$AZ$9,データシート3!A:AB,MATCH(\"ea_\"&\"地熱（低温バイナリー発電）\"&\"_年間発電\",データシート3!$A$1:$AB$1,0),0)/10^3","v":{"$error":"#N/A"}},{"$error":"#N/A"},{"$f":"(VLOOKUP($BC151&\"_\"&$AZ$8,データシート3!$A:$AN,MATCH(\"da_合計\",データシート3!$A$1:$AN$1,0),0))/10^3","v":{"$error":"#N/A"}},{"$error":"#N/A"},{"$error":"#N/A"},{"$error":"#N/A"}]
[{"$nulls":49},{"$f":"比較地域マスタ!AD87","v":0},{"$f":"IF(IFERROR(比較地域マスタ!$AE87,\"\")=0,\"\",IFERROR(比較地域マスタ!$AE87,\"\"))","v":""},null,81,1,0,"",{"$f":"VLOOKUP(BC152&\"_\"&$AZ$9,データシート3!A:AB,MATCH(\"ea_\"&\"太陽光（建物系）\"&\"_年間発電\",データシート3!$A$1:$AB$1,0),0)/10^3+VLOOKUP(BC152&\"_\"&$AZ$9,データシート3!A:AB,MATCH(\"ea_\"&\"太陽光（土地系）\"&\"_年間発電\",データシート3!$A$1:$AB$1,0),0)/10^3","v":{"$error":"#N/A"}},{"$f":"VLOOKUP(BC152&\"_\"&$AZ$9,データシート3!A:AB,MATCH(\"ea_\"&\"風力（陸上）\"&\"_年間発電\",データシート3!$A$1:$AB$1,0),0)/10^3","v":{"$error":"#N/A"}},{"$f":"VLOOKUP(BC152&\"_\"&$AZ$9,データシート3!A:AB,MATCH(\"ea_\"&\"中小水（河川）\"&\"_年間発電\",データシート3!$A$1:$AB$1,0),0)/10^3+VLOOKUP(BC152&\"_\"&$AZ$9,データシート3!A:AB,MATCH(\"ea_\"&\"中小水（農業用水路）\"&\"_年間発電\",データシート3!$A$1:$AB$1,0),0)/10^3","v":{"$error":"#N/A"}},{"$f":"VLOOKUP(BC152&\"_\"&$AZ$9,データシート3!A:AB,MATCH(\"ea_\"&\"地熱（蒸気フラッシュ発電）\"&\"_年間発電\",データシート3!$A$1:$AB$1,0),0)/10^3+VLOOKUP(BC152&\"_\"&$AZ$9,データシート3!A:AB,MATCH(\"ea_\"&\"地熱（バイナリー発電）\"&\"_年間発電\",データシート3!$A$1:$AB$1,0),0)/10^3+VLOOKUP(BC152&\"_\"&$AZ$9,データシート3!A:AB,MATCH(\"ea_\"&\"地熱（低温バイナリー発電）\"&\"_年間発電\",データシート3!$A$1:$AB$1,0),0)/10^3","v":{"$error":"#N/A"}},{"$error":"#N/A"},{"$f":"(VLOOKUP($BC152&\"_\"&$AZ$8,データシート3!$A:$AN,MATCH(\"da_合計\",データシート3!$A$1:$AN$1,0),0))/10^3","v":{"$error":"#N/A"}},{"$error":"#N/A"},{"$error":"#N/A"},{"$error":"#N/A"}]
[{"$nulls":49},{"$f":"比較地域マスタ!AD88","v":0},{"$f":"IF(IFERROR(比較地域マスタ!$AE88,\"\")=0,\"\",IFERROR(比較地域マスタ!$AE88,\"\"))","v":""},null,82,1,0,"",{"$f":"VLOOKUP(BC153&\"_\"&$AZ$9,データシート3!A:AB,MATCH(\"ea_\"&\"太陽光（建物系）\"&\"_年間発電\",データシート3!$A$1:$AB$1,0),0)/10^3+VLOOKUP(BC153&\"_\"&$AZ$9,データシート3!A:AB,MATCH(\"ea_\"&\"太陽光（土地系）\"&\"_年間発電\",データシート3!$A$1:$AB$1,0),0)/10^3","v":{"$error":"#N/A"}},{"$f":"VLOOKUP(BC153&\"_\"&$AZ$9,データシート3!A:AB,MATCH(\"ea_\"&\"風力（陸上）\"&\"_年間発電\",データシート3!$A$1:$AB$1,0),0)/10^3","v":{"$error":"#N/A"}},{"$f":"VLOOKUP(BC153&\"_\"&$AZ$9,データシート3!A:AB,MATCH(\"ea_\"&\"中小水（河川）\"&\"_年間発電\",データシート3!$A$1:$AB$1,0),0)/10^3+VLOOKUP(BC153&\"_\"&$AZ$9,データシート3!A:AB,MATCH(\"ea_\"&\"中小水（農業用水路）\"&\"_年間発電\",データシート3!$A$1:$AB$1,0),0)/10^3","v":{"$error":"#N/A"}},{"$f":"VLOOKUP(BC153&\"_\"&$AZ$9,データシート3!A:AB,MATCH(\"ea_\"&\"地熱（蒸気フラッシュ発電）\"&\"_年間発電\",データシート3!$A$1:$AB$1,0),0)/10^3+VLOOKUP(BC153&\"_\"&$AZ$9,データシート3!A:AB,MATCH(\"ea_\"&\"地熱（バイナリー発電）\"&\"_年間発電\",データシート3!$A$1:$AB$1,0),0)/10^3+VLOOKUP(BC153&\"_\"&$AZ$9,データシート3!A:AB,MATCH(\"ea_\"&\"地熱（低温バイナリー発電）\"&\"_年間発電\",データシート3!$A$1:$AB$1,0),0)/10^3","v":{"$error":"#N/A"}},{"$error":"#N/A"},{"$f":"(VLOOKUP($BC153&\"_\"&$AZ$8,データシート3!$A:$AN,MATCH(\"da_合計\",データシート3!$A$1:$AN$1,0),0))/10^3","v":{"$error":"#N/A"}},{"$error":"#N/A"},{"$error":"#N/A"},{"$error":"#N/A"}]
[{"$nulls":49},{"$f":"比較地域マスタ!AD89","v":0},{"$f":"IF(IFERROR(比較地域マスタ!$AE89,\"\")=0,\"\",IFERROR(比較地域マスタ!$AE89,\"\"))","v":""},null,83,1,0,"",{"$f":"VLOOKUP(BC154&\"_\"&$AZ$9,データシート3!A:AB,MATCH(\"ea_\"&\"太陽光（建物系）\"&\"_年間発電\",データシート3!$A$1:$AB$1,0),0)/10^3+VLOOKUP(BC154&\"_\"&$AZ$9,データシート3!A:AB,MATCH(\"ea_\"&\"太陽光（土地系）\"&\"_年間発電\",データシート3!$A$1:$AB$1,0),0)/10^3","v":{"$error":"#N/A"}},{"$f":"VLOOKUP(BC154&\"_\"&$AZ$9,データシート3!A:AB,MATCH(\"ea_\"&\"風力（陸上）\"&\"_年間発電\",データシート3!$A$1:$AB$1,0),0)/10^3","v":{"$error":"#N/A"}},{"$f":"VLOOKUP(BC154&\"_\"&$AZ$9,データシート3!A:AB,MATCH(\"ea_\"&\"中小水（河川）\"&\"_年間発電\",データシート3!$A$1:$AB$1,0),0)/10^3+VLOOKUP(BC154&\"_\"&$AZ$9,データシート3!A:AB,MATCH(\"ea_\"&\"中小水（農業用水路）\"&\"_年間発電\",データシート3!$A$1:$AB$1,0),0)/10^3","v":{"$error":"#N/A"}},{"$f":"VLOOKUP(BC154&\"_\"&$AZ$9,データシート3!A:AB,MATCH(\"ea_\"&\"地熱（蒸気フラッシュ発電）\"&\"_年間発電\",データシート3!$A$1:$AB$1,0),0)/10^3+VLOOKUP(BC154&\"_\"&$AZ$9,データシート3!A:AB,MATCH(\"ea_\"&\"地熱（バイナリー発電）\"&\"_年間発電\",データシート3!$A$1:$AB$1,0),0)/10^3+VLOOKUP(BC154&\"_\"&$AZ$9,データシート3!A:AB,MATCH(\"ea_\"&\"地熱（低温バイナリー発電）\"&\"_年間発電\",データシート3!$A$1:$AB$1,0),0)/10^3","v":{"$error":"#N/A"}},{"$error":"#N/A"},{"$f":"(VLOOKUP($BC154&\"_\"&$AZ$8,データシート3!$A:$AN,MATCH(\"da_合計\",データシート3!$A$1:$AN$1,0),0))/10^3","v":{"$error":"#N/A"}},{"$error":"#N/A"},{"$error":"#N/A"},{"$error":"#N/A"}]
[{"$nulls":49},{"$f":"比較地域マスタ!AD90","v":0},{"$f":"IF(IFERROR(比較地域マスタ!$AE90,\"\")=0,\"\",IFERROR(比較地域マスタ!$AE90,\"\"))","v":""},null,84,1,0,"",{"$f":"VLOOKUP(BC155&\"_\"&$AZ$9,データシート3!A:AB,MATCH(\"ea_\"&\"太陽光（建物系）\"&\"_年間発電\",データシート3!$A$1:$AB$1,0),0)/10^3+VLOOKUP(BC155&\"_\"&$AZ$9,データシート3!A:AB,MATCH(\"ea_\"&\"太陽光（土地系）\"&\"_年間発電\",データシート3!$A$1:$AB$1,0),0)/10^3","v":{"$error":"#N/A"}},{"$f":"VLOOKUP(BC155&\"_\"&$AZ$9,データシート3!A:AB,MATCH(\"ea_\"&\"風力（陸上）\"&\"_年間発電\",データシート3!$A$1:$AB$1,0),0)/10^3","v":{"$error":"#N/A"}},{"$f":"VLOOKUP(BC155&\"_\"&$AZ$9,データシート3!A:AB,MATCH(\"ea_\"&\"中小水（河川）\"&\"_年間発電\",データシート3!$A$1:$AB$1,0),0)/10^3+VLOOKUP(BC155&\"_\"&$AZ$9,データシート3!A:AB,MATCH(\"ea_\"&\"中小水（農業用水路）\"&\"_年間発電\",データシート3!$A$1:$AB$1,0),0)/10^3","v":{"$error":"#N/A"}},{"$f":"VLOOKUP(BC155&\"_\"&$AZ$9,データシート3!A:AB,MATCH(\"ea_\"&\"地熱（蒸気フラッシュ発電）\"&\"_年間発電\",データシート3!$A$1:$AB$1,0),0)/10^3+VLOOKUP(BC155&\"_\"&$AZ$9,データシート3!A:AB,MATCH(\"ea_\"&\"地熱（バイナリー発電）\"&\"_年間発電\",データシート3!$A$1:$AB$1,0),0)/10^3+VLOOKUP(BC155&\"_\"&$AZ$9,データシート3!A:AB,MATCH(\"ea_\"&\"地熱（低温バイナリー発電）\"&\"_年間発電\",データシート3!$A$1:$AB$1,0),0)/10^3","v":{"$error":"#N/A"}},{"$error":"#N/A"},{"$f":"(VLOOKUP($BC155&\"_\"&$AZ$8,データシート3!$A:$AN,MATCH(\"da_合計\",データシート3!$A$1:$AN$1,0),0))/10^3","v":{"$error":"#N/A"}},{"$error":"#N/A"},{"$error":"#N/A"},{"$error":"#N/A"}]
[{"$nulls":49},{"$f":"比較地域マスタ!AD91","v":0},{"$f":"IF(IFERROR(比較地域マスタ!$AE91,\"\")=0,\"\",IFERROR(比較地域マスタ!$AE91,\"\"))","v":""},null,85,1,0,"",{"$f":"VLOOKUP(BC156&\"_\"&$AZ$9,データシート3!A:AB,MATCH(\"ea_\"&\"太陽光（建物系）\"&\"_年間発電\",データシート3!$A$1:$AB$1,0),0)/10^3+VLOOKUP(BC156&\"_\"&$AZ$9,データシート3!A:AB,MATCH(\"ea_\"&\"太陽光（土地系）\"&\"_年間発電\",データシート3!$A$1:$AB$1,0),0)/10^3","v":{"$error":"#N/A"}},{"$f":"VLOOKUP(BC156&\"_\"&$AZ$9,データシート3!A:AB,MATCH(\"ea_\"&\"風力（陸上）\"&\"_年間発電\",データシート3!$A$1:$AB$1,0),0)/10^3","v":{"$error":"#N/A"}},{"$f":"VLOOKUP(BC156&\"_\"&$AZ$9,データシート3!A:AB,MATCH(\"ea_\"&\"中小水（河川）\"&\"_年間発電\",データシート3!$A$1:$AB$1,0),0)/10^3+VLOOKUP(BC156&\"_\"&$AZ$9,データシート3!A:AB,MATCH(\"ea_\"&\"中小水（農業用水路）\"&\"_年間発電\",データシート3!$A$1:$AB$1,0),0)/10^3","v":{"$error":"#N/A"}},{"$f":"VLOOKUP(BC156&\"_\"&$AZ$9,データシート3!A:AB,MATCH(\"ea_\"&\"地熱（蒸気フラッシュ発電）\"&\"_年間発電\",データシート3!$A$1:$AB$1,0),0)/10^3+VLOOKUP(BC156&\"_\"&$AZ$9,データシート3!A:AB,MATCH(\"ea_\"&\"地熱（バイナリー発電）\"&\"_年間発電\",データシート3!$A$1:$AB$1,0),0)/10^3+VLOOKUP(BC156&\"_\"&$AZ$9,データシート3!A:AB,MATCH(\"ea_\"&\"地熱（低温バイナリー発電）\"&\"_年間発電\",データシート3!$A$1:$AB$1,0),0)/10^3","v":{"$error":"#N/A"}},{"$error":"#N/A"},{"$f":"(VLOOKUP($BC156&\"_\"&$AZ$8,データシート3!$A:$AN,MATCH(\"da_合計\",データシート3!$A$1:$AN$1,0),0))/10^3","v":{"$error":"#N/A"}},{"$error":"#N/A"},{"$error":"#N/A"},{"$error":"#N/A"}]
[{"$nulls":49},{"$f":"比較地域マスタ!AD92","v":0},{"$f":"IF(IFERROR(比較地域マスタ!$AE92,\"\")=0,\"\",IFERROR(比較地域マスタ!$AE92,\"\"))","v":""},null,86,1,0,"",{"$f":"VLOOKUP(BC157&\"_\"&$AZ$9,データシート3!A:AB,MATCH(\"ea_\"&\"太陽光（建物系）\"&\"_年間発電\",データシート3!$A$1:$AB$1,0),0)/10^3+VLOOKUP(BC157&\"_\"&$AZ$9,データシート3!A:AB,MATCH(\"ea_\"&\"太陽光（土地系）\"&\"_年間発電\",データシート3!$A$1:$AB$1,0),0)/10^3","v":{"$error":"#N/A"}},{"$f":"VLOOKUP(BC157&\"_\"&$AZ$9,データシート3!A:AB,MATCH(\"ea_\"&\"風力（陸上）\"&\"_年間発電\",データシート3!$A$1:$AB$1,0),0)/10^3","v":{"$error":"#N/A"}},{"$f":"VLOOKUP(BC157&\"_\"&$AZ$9,データシート3!A:AB,MATCH(\"ea_\"&\"中小水（河川）\"&\"_年間発電\",データシート3!$A$1:$AB$1,0),0)/10^3+VLOOKUP(BC157&\"_\"&$AZ$9,データシート3!A:AB,MATCH(\"ea_\"&\"中小水（農業用水路）\"&\"_年間発電\",データシート3!$A$1:$AB$1,0),0)/10^3","v":{"$error":"#N/A"}},{"$f":"VLOOKUP(BC157&\"_\"&$AZ$9,データシート3!A:AB,MATCH(\"ea_\"&\"地熱（蒸気フラッシュ発電）\"&\"_年間発電\",データシート3!$A$1:$AB$1,0),0)/10^3+VLOOKUP(BC157&\"_\"&$AZ$9,データシート3!A:AB,MATCH(\"ea_\"&\"地熱（バイナリー発電）\"&\"_年間発電\",データシート3!$A$1:$AB$1,0),0)/10^3+VLOOKUP(BC157&\"_\"&$AZ$9,データシート3!A:AB,MATCH(\"ea_\"&\"地熱（低温バイナリー発電）\"&\"_年間発電\",データシート3!$A$1:$AB$1,0),0)/10^3","v":{"$error":"#N/A"}},{"$error":"#N/A"},{"$f":"(VLOOKUP($BC157&\"_\"&$AZ$8,データシート3!$A:$AN,MATCH(\"da_合計\",データシート3!$A$1:$AN$1,0),0))/10^3","v":{"$error":"#N/A"}},{"$error":"#N/A"},{"$error":"#N/A"},{"$error":"#N/A"}]
[{"$nulls":49},{"$f":"比較地域マスタ!AD93","v":0},{"$f":"IF(IFERROR(比較地域マスタ!$AE93,\"\")=0,\"\",IFERROR(比較地域マスタ!$AE93,\"\"))","v":""},null,87,1,0,"",{"$f":"VLOOKUP(BC158&\"_\"&$AZ$9,データシート3!A:AB,MATCH(\"ea_\"&\"太陽光（建物系）\"&\"_年間発電\",データシート3!$A$1:$AB$1,0),0)/10^3+VLOOKUP(BC158&\"_\"&$AZ$9,データシート3!A:AB,MATCH(\"ea_\"&\"太陽光（土地系）\"&\"_年間発電\",データシート3!$A$1:$AB$1,0),0)/10^3","v":{"$error":"#N/A"}},{"$f":"VLOOKUP(BC158&\"_\"&$AZ$9,データシート3!A:AB,MATCH(\"ea_\"&\"風力（陸上）\"&\"_年間発電\",データシート3!$A$1:$AB$1,0),0)/10^3","v":{"$error":"#N/A"}},{"$f":"VLOOKUP(BC158&\"_\"&$AZ$9,データシート3!A:AB,MATCH(\"ea_\"&\"中小水（河川）\"&\"_年間発電\",データシート3!$A$1:$AB$1,0),0)/10^3+VLOOKUP(BC158&\"_\"&$AZ$9,データシート3!A:AB,MATCH(\"ea_\"&\"中小水（農業用水路）\"&\"_年間発電\",データシート3!$A$1:$AB$1,0),0)/10^3","v":{"$error":"#N/A"}},{"$f":"VLOOKUP(BC158&\"_\"&$AZ$9,データシート3!A:AB,MATCH(\"ea_\"&\"地熱（蒸気フラッシュ発電）\"&\"_年間発電\",データシート3!$A$1:$AB$1,0),0)/10^3+VLOOKUP(BC158&\"_\"&$AZ$9,データシート3!A:AB,MATCH(\"ea_\"&\"地熱（バイナリー発電）\"&\"_年間発電\",データシート3!$A$1:$AB$1,0),0)/10^3+VLOOKUP(BC158&\"_\"&$AZ$9,データシート3!A:AB,MATCH(\"ea_\"&\"地熱（低温バイナリー発電）\"&\"_年間発電\",データシート3!$A$1:$AB$1,0),0)/10^3","v":{"$error":"#N/A"}},{"$error":"#N/A"},{"$f":"(VLOOKUP($BC158&\"_\"&$AZ$8,データシート3!$A:$AN,MATCH(\"da_合計\",データシート3!$A$1:$AN$1,0),0))/10^3","v":{"$error":"#N/A"}},{"$error":"#N/A"},{"$error":"#N/A"},{"$error":"#N/A"}]
[{"$nulls":49},{"$f":"比較地域マスタ!AD94","v":0},{"$f":"IF(IFERROR(比較地域マスタ!$AE94,\"\")=0,\"\",IFERROR(比較地域マスタ!$AE94,\"\"))","v":""},null,88,1,0,"",{"$f":"VLOOKUP(BC159&\"_\"&$AZ$9,データシート3!A:AB,MATCH(\"ea_\"&\"太陽光（建物系）\"&\"_年間発電\",データシート3!$A$1:$AB$1,0),0)/10^3+VLOOKUP(BC159&\"_\"&$AZ$9,データシート3!A:AB,MATCH(\"ea_\"&\"太陽光（土地系）\"&\"_年間発電\",データシート3!$A$1:$AB$1,0),0)/10^3","v":{"$error":"#N/A"}},{"$f":"VLOOKUP(BC159&\"_\"&$AZ$9,データシート3!A:AB,MATCH(\"ea_\"&\"風力（陸上）\"&\"_年間発電\",データシート3!$A$1:$AB$1,0),0)/10^3","v":{"$error":"#N/A"}},{"$f":"VLOOKUP(BC159&\"_\"&$AZ$9,データシート3!A:AB,MATCH(\"ea_\"&\"中小水（河川）\"&\"_年間発電\",データシート3!$A$1:$AB$1,0),0)/10^3+VLOOKUP(BC159&\"_\"&$AZ$9,データシート3!A:AB,MATCH(\"ea_\"&\"中小水（農業用水路）\"&\"_年間発電\",データシート3!$A$1:$AB$1,0),0)/10^3","v":{"$error":"#N/A"}},{"$f":"VLOOKUP(BC159&\"_\"&$AZ$9,データシート3!A:AB,MATCH(\"ea_\"&\"地熱（蒸気フラッシュ発電）\"&\"_年間発電\",データシート3!$A$1:$AB$1,0),0)/10^3+VLOOKUP(BC159&\"_\"&$AZ$9,データシート3!A:AB,MATCH(\"ea_\"&\"地熱（バイナリー発電）\"&\"_年間発電\",データシート3!$A$1:$AB$1,0),0)/10^3+VLOOKUP(BC159&\"_\"&$AZ$9,データシート3!A:AB,MATCH(\"ea_\"&\"地熱（低温バイナリー発電）\"&\"_年間発電\",データシート3!$A$1:$AB$1,0),0)/10^3","v":{"$error":"#N/A"}},{"$error":"#N/A"},{"$f":"(VLOOKUP($BC159&\"_\"&$AZ$8,データシート3!$A:$AN,MATCH(\"da_合計\",データシート3!$A$1:$AN$1,0),0))/10^3","v":{"$error":"#N/A"}},{"$error":"#N/A"},{"$error":"#N/A"},{"$error":"#N/A"}]
[{"$nulls":49},{"$f":"比較地域マスタ!AD95","v":0},{"$f":"IF(IFERROR(比較地域マスタ!$AE95,\"\")=0,\"\",IFERROR(比較地域マスタ!$AE95,\"\"))","v":""},null,89,1,0,"",{"$f":"VLOOKUP(BC160&\"_\"&$AZ$9,データシート3!A:AB,MATCH(\"ea_\"&\"太陽光（建物系）\"&\"_年間発電\",データシート3!$A$1:$AB$1,0),0)/10^3+VLOOKUP(BC160&\"_\"&$AZ$9,データシート3!A:AB,MATCH(\"ea_\"&\"太陽光（土地系）\"&\"_年間発電\",データシート3!$A$1:$AB$1,0),0)/10^3","v":{"$error":"#N/A"}},{"$f":"VLOOKUP(BC160&\"_\"&$AZ$9,データシート3!A:AB,MATCH(\"ea_\"&\"風力（陸上）\"&\"_年間発電\",データシート3!$A$1:$AB$1,0),0)/10^3","v":{"$error":"#N/A"}},{"$f":"VLOOKUP(BC160&\"_\"&$AZ$9,データシート3!A:AB,MATCH(\"ea_\"&\"中小水（河川）\"&\"_年間発電\",データシート3!$A$1:$AB$1,0),0)/10^3+VLOOKUP(BC160&\"_\"&$AZ$9,データシート3!A:AB,MATCH(\"ea_\"&\"中小水（農業用水路）\"&\"_年間発電\",データシート3!$A$1:$AB$1,0),0)/10^3","v":{"$error":"#N/A"}},{"$f":"VLOOKUP(BC160&\"_\"&$AZ$9,データシート3!A:AB,MATCH(\"ea_\"&\"地熱（蒸気フラッシュ発電）\"&\"_年間発電\",データシート3!$A$1:$AB$1,0),0)/10^3+VLOOKUP(BC160&\"_\"&$AZ$9,データシート3!A:AB,MATCH(\"ea_\"&\"地熱（バイナリー発電）\"&\"_年間発電\",データシート3!$A$1:$AB$1,0),0)/10^3+VLOOKUP(BC160&\"_\"&$AZ$9,データシート3!A:AB,MATCH(\"ea_\"&\"地熱（低温バイナリー発電）\"&\"_年間発電\",データシート3!$A$1:$AB$1,0),0)/10^3","v":{"$error":"#N/A"}},{"$error":"#N/A"},{"$f":"(VLOOKUP($BC160&\"_\"&$AZ$8,データシート3!$A:$AN,MATCH(\"da_合計\",データシート3!$A$1:$AN$1,0),0))/10^3","v":{"$error":"#N/A"}},{"$error":"#N/A"},{"$error":"#N/A"},{"$error":"#N/A"}]
[{"$nulls":49},{"$f":"比較地域マスタ!AD96","v":0},{"$f":"IF(IFERROR(比較地域マスタ!$AE96,\"\")=0,\"\",IFERROR(比較地域マスタ!$AE96,\"\"))","v":""},null,90,1,0,"",{"$f":"VLOOKUP(BC161&\"_\"&$AZ$9,データシート3!A:AB,MATCH(\"ea_\"&\"太陽光（建物系）\"&\"_年間発電\",データシート3!$A$1:$AB$1,0),0)/10^3+VLOOKUP(BC161&\"_\"&$AZ$9,データシート3!A:AB,MATCH(\"ea_\"&\"太陽光（土地系）\"&\"_年間発電\",データシート3!$A$1:$AB$1,0),0)/10^3","v":{"$error":"#N/A"}},{"$f":"VLOOKUP(BC161&\"_\"&$AZ$9,データシート3!A:AB,MATCH(\"ea_\"&\"風力（陸上）\"&\"_年間発電\",データシート3!$A$1:$AB$1,0),0)/10^3","v":{"$error":"#N/A"}},{"$f":"VLOOKUP(BC161&\"_\"&$AZ$9,データシート3!A:AB,MATCH(\"ea_\"&\"中小水（河川）\"&\"_年間発電\",データシート3!$A$1:$AB$1,0),0)/10^3+VLOOKUP(BC161&\"_\"&$AZ$9,データシート3!A:AB,MATCH(\"ea_\"&\"中小水（農業用水路）\"&\"_年間発電\",データシート3!$A$1:$AB$1,0),0)/10^3","v":{"$error":"#N/A"}},{"$f":"VLOOKUP(BC161&\"_\"&$AZ$9,データシート3!A:AB,MATCH(\"ea_\"&\"地熱（蒸気フラッシュ発電）\"&\"_年間発電\",データシート3!$A$1:$AB$1,0),0)/10^3+VLOOKUP(BC161&\"_\"&$AZ$9,データシート3!A:AB,MATCH(\"ea_\"&\"地熱（バイナリー発電）\"&\"_年間発電\",データシート3!$A$1:$AB$1,0),0)/10^3+VLOOKUP(BC161&\"_\"&$AZ$9,データシート3!A:AB,MATCH(\"ea_\"&\"地熱（低温バイナリー発電）\"&\"_年間発電\",データシート3!$A$1:$AB$1,0),0)/10^3","v":{"$error":"#N/A"}},{"$error":"#N/A"},{"$f":"(VLOOKUP($BC161&\"_\"&$AZ$8,データシート3!$A:$AN,MATCH(\"da_合計\",データシート3!$A$1:$AN$1,0),0))/10^3","v":{"$error":"#N/A"}},{"$error":"#N/A"},{"$error":"#N/A"},{"$error":"#N/A"}]
[{"$nulls":49},{"$f":"比較地域マスタ!AD97","v":0},{"$f":"IF(IFERROR(比較地域マスタ!$AE97,\"\")=0,\"\",IFERROR(比較地域マスタ!$AE97,\"\"))","v":""},null,91,2,0,"",{"$f":"VLOOKUP(BC162&\"_\"&$AZ$9,データシート3!A:AB,MATCH(\"ea_\"&\"太陽光（建物系）\"&\"_年間発電\",データシート3!$A$1:$AB$1,0),0)/10^3+VLOOKUP(BC162&\"_\"&$AZ$9,データシート3!A:AB,MATCH(\"ea_\"&\"太陽光（土地系）\"&\"_年間発電\",データシート3!$A$1:$AB$1,0),0)/10^3","v":{"$error":"#N/A"}},{"$f":"VLOOKUP(BC162&\"_\"&$AZ$9,データシート3!A:AB,MATCH(\"ea_\"&\"風力（陸上）\"&\"_年間発電\",データシート3!$A$1:$AB$1,0),0)/10^3","v":{"$error":"#N/A"}},{"$f":"VLOOKUP(BC162&\"_\"&$AZ$9,データシート3!A:AB,MATCH(\"ea_\"&\"中小水（河川）\"&\"_年間発電\",データシート3!$A$1:$AB$1,0),0)/10^3+VLOOKUP(BC162&\"_\"&$AZ$9,データシート3!A:AB,MATCH(\"ea_\"&\"中小水（農業用水路）\"&\"_年間発電\",データシート3!$A$1:$AB$1,0),0)/10^3","v":{"$error":"#N/A"}},{"$f":"VLOOKUP(BC162&\"_\"&$AZ$9,データシート3!A:AB,MATCH(\"ea_\"&\"地熱（蒸気フラッシュ発電）\"&\"_年間発電\",データシート3!$A$1:$AB$1,0),0)/10^3+VLOOKUP(BC162&\"_\"&$AZ$9,データシート3!A:AB,MATCH(\"ea_\"&\"地熱（バイナリー発電）\"&\"_年間発電\",データシート3!$A$1:$AB$1,0),0)/10^3+VLOOKUP(BC162&\"_\"&$AZ$9,データシート3!A:AB,MATCH(\"ea_\"&\"地熱（低温バイナリー発電）\"&\"_年間発電\",データシート3!$A$1:$AB$1,0),0)/10^3","v":{"$error":"#N/A"}},{"$error":"#N/A"},{"$f":"(VLOOKUP($BC162&\"_\"&$AZ$8,データシート3!$A:$AN,MATCH(\"da_合計\",データシート3!$A$1:$AN$1,0),0))/10^3","v":{"$error":"#N/A"}},{"$error":"#N/A"},{"$error":"#N/A"},{"$error":"#N/A"}]
[{"$nulls":49},{"$f":"比較地域マスタ!AD98","v":0},{"$f":"IF(IFERROR(比較地域マスタ!$AE98,\"\")=0,\"\",IFERROR(比較地域マスタ!$AE98,\"\"))","v":""},null,92,2,0,"",{"$f":"VLOOKUP(BC163&\"_\"&$AZ$9,データシート3!A:AB,MATCH(\"ea_\"&\"太陽光（建物系）\"&\"_年間発電\",データシート3!$A$1:$AB$1,0),0)/10^3+VLOOKUP(BC163&\"_\"&$AZ$9,データシート3!A:AB,MATCH(\"ea_\"&\"太陽光（土地系）\"&\"_年間発電\",データシート3!$A$1:$AB$1,0),0)/10^3","v":{"$error":"#N/A"}},{"$f":"VLOOKUP(BC163&\"_\"&$AZ$9,データシート3!A:AB,MATCH(\"ea_\"&\"風力（陸上）\"&\"_年間発電\",データシート3!$A$1:$AB$1,0),0)/10^3","v":{"$error":"#N/A"}},{"$f":"VLOOKUP(BC163&\"_\"&$AZ$9,データシート3!A:AB,MATCH(\"ea_\"&\"中小水（河川）\"&\"_年間発電\",データシート3!$A$1:$AB$1,0),0)/10^3+VLOOKUP(BC163&\"_\"&$AZ$9,データシート3!A:AB,MATCH(\"ea_\"&\"中小水（農業用水路）\"&\"_年間発電\",データシート3!$A$1:$AB$1,0),0)/10^3","v":{"$error":"#N/A"}},{"$f":"VLOOKUP(BC163&\"_\"&$AZ$9,データシート3!A:AB,MATCH(\"ea_\"&\"地熱（蒸気フラッシュ発電）\"&\"_年間発電\",データシート3!$A$1:$AB$1,0),0)/10^3+VLOOKUP(BC163&\"_\"&$AZ$9,データシート3!A:AB,MATCH(\"ea_\"&\"地熱（バイナリー発電）\"&\"_年間発電\",データシート3!$A$1:$AB$1,0),0)/10^3+VLOOKUP(BC163&\"_\"&$AZ$9,データシート3!A:AB,MATCH(\"ea_\"&\"地熱（低温バイナリー発電）\"&\"_年間発電\",データシート3!$A$1:$AB$1,0),0)/10^3","v":{"$error":"#N/A"}},{"$error":"#N/A"},{"$f":"(VLOOKUP($BC163&\"_\"&$AZ$8,データシート3!$A:$AN,MATCH(\"da_合計\",データシート3!$A$1:$AN$1,0),0))/10^3","v":{"$error":"#N/A"}},{"$error":"#N/A"},{"$error":"#N/A"},{"$error":"#N/A"}]
[{"$nulls":49},{"$f":"比較地域マスタ!AD99","v":0},{"$f":"IF(IFERROR(比較地域マスタ!$AE99,\"\")=0,\"\",IFERROR(比較地域マスタ!$AE99,\"\"))","v":""},null,93,2,0,"",{"$f":"VLOOKUP(BC164&\"_\"&$AZ$9,データシート3!A:AB,MATCH(\"ea_\"&\"太陽光（建物系）\"&\"_年間発電\",データシート3!$A$1:$AB$1,0),0)/10^3+VLOOKUP(BC164&\"_\"&$AZ$9,データシート3!A:AB,MATCH(\"ea_\"&\"太陽光（土地系）\"&\"_年間発電\",データシート3!$A$1:$AB$1,0),0)/10^3","v":{"$error":"#N/A"}},{"$f":"VLOOKUP(BC164&\"_\"&$AZ$9,データシート3!A:AB,MATCH(\"ea_\"&\"風力（陸上）\"&\"_年間発電\",データシート3!$A$1:$AB$1,0),0)/10^3","v":{"$error":"#N/A"}},{"$f":"VLOOKUP(BC164&\"_\"&$AZ$9,データシート3!A:AB,MATCH(\"ea_\"&\"中小水（河川）\"&\"_年間発電\",データシート3!$A$1:$AB$1,0),0)/10^3+VLOOKUP(BC164&\"_\"&$AZ$9,データシート3!A:AB,MATCH(\"ea_\"&\"中小水（農業用水路）\"&\"_年間発電\",データシート3!$A$1:$AB$1,0),0)/10^3","v":{"$error":"#N/A"}},{"$f":"VLOOKUP(BC164&\"_\"&$AZ$9,データシート3!A:AB,MATCH(\"ea_\"&\"地熱（蒸気フラッシュ発電）\"&\"_年間発電\",データシート3!$A$1:$AB$1,0),0)/10^3+VLOOKUP(BC164&\"_\"&$AZ$9,データシート3!A:AB,MATCH(\"ea_\"&\"地熱（バイナリー発電）\"&\"_年間発電\",データシート3!$A$1:$AB$1,0),0)/10^3+VLOOKUP(BC164&\"_\"&$AZ$9,データシート3!A:AB,MATCH(\"ea_\"&\"地熱（低温バイナリー発電）\"&\"_年間発電\",データシート3!$A$1:$AB$1,0),0)/10^3","v":{"$error":"#N/A"}},{"$error":"#N/A"},{"$f":"(VLOOKUP($BC164&\"_\"&$AZ$8,データシート3!$A:$AN,MATCH(\"da_合計\",データシート3!$A$1:$AN$1,0),0))/10^3","v":{"$error":"#N/A"}},{"$error":"#N/A"},{"$error":"#N/A"},{"$error":"#N/A"}]
[{"$nulls":49},{"$f":"比較地域マスタ!AD100","v":0},{"$f":"IF(IFERROR(比較地域マスタ!$AE100,\"\")=0,\"\",IFERROR(比較地域マスタ!$AE100,\"\"))","v":""},null,94,2,0,"",{"$f":"VLOOKUP(BC165&\"_\"&$AZ$9,データシート3!A:AB,MATCH(\"ea_\"&\"太陽光（建物系）\"&\"_年間発電\",データシート3!$A$1:$AB$1,0),0)/10^3+VLOOKUP(BC165&\"_\"&$AZ$9,データシート3!A:AB,MATCH(\"ea_\"&\"太陽光（土地系）\"&\"_年間発電\",データシート3!$A$1:$AB$1,0),0)/10^3","v":{"$error":"#N/A"}},{"$f":"VLOOKUP(BC165&\"_\"&$AZ$9,データシート3!A:AB,MATCH(\"ea_\"&\"風力（陸上）\"&\"_年間発電\",データシート3!$A$1:$AB$1,0),0)/10^3","v":{"$error":"#N/A"}},{"$f":"VLOOKUP(BC165&\"_\"&$AZ$9,データシート3!A:AB,MATCH(\"ea_\"&\"中小水（河川）\"&\"_年間発電\",データシート3!$A$1:$AB$1,0),0)/10^3+VLOOKUP(BC165&\"_\"&$AZ$9,データシート3!A:AB,MATCH(\"ea_\"&\"中小水（農業用水路）\"&\"_年間発電\",データシート3!$A$1:$AB$1,0),0)/10^3","v":{"$error":"#N/A"}},{"$f":"VLOOKUP(BC165&\"_\"&$AZ$9,データシート3!A:AB,MATCH(\"ea_\"&\"地熱（蒸気フラッシュ発電）\"&\"_年間発電\",データシート3!$A$1:$AB$1,0),0)/10^3+VLOOKUP(BC165&\"_\"&$AZ$9,データシート3!A:AB,MATCH(\"ea_\"&\"地熱（バイナリー発電）\"&\"_年間発電\",データシート3!$A$1:$AB$1,0),0)/10^3+VLOOKUP(BC165&\"_\"&$AZ$9,データシート3!A:AB,MATCH(\"ea_\"&\"地熱（低温バイナリー発電）\"&\"_年間発電\",データシート3!$A$1:$AB$1,0),0)/10^3","v":{"$error":"#N/A"}},{"$error":"#N/A"},{"$f":"(VLOOKUP($BC165&\"_\"&$AZ$8,データシート3!$A:$AN,MATCH(\"da_合計\",データシート3!$A$1:$AN$1,0),0))/10^3","v":{"$error":"#N/A"}},{"$error":"#N/A"},{"$error":"#N/A"},{"$error":"#N/A"}]
[{"$nulls":49},{"$f":"比較地域マスタ!AD101","v":0},{"$f":"IF(IFERROR(比較地域マスタ!$AE101,\"\")=0,\"\",IFERROR(比較地域マスタ!$AE101,\"\"))","v":""},null,95,2,0,"",{"$f":"VLOOKUP(BC166&\"_\"&$AZ$9,データシート3!A:AB,MATCH(\"ea_\"&\"太陽光（建物系）\"&\"_年間発電\",データシート3!$A$1:$AB$1,0),0)/10^3+VLOOKUP(BC166&\"_\"&$AZ$9,データシート3!A:AB,MATCH(\"ea_\"&\"太陽光（土地系）\"&\"_年間発電\",データシート3!$A$1:$AB$1,0),0)/10^3","v":{"$error":"#N/A"}},{"$f":"VLOOKUP(BC166&\"_\"&$AZ$9,データシート3!A:AB,MATCH(\"ea_\"&\"風力（陸上）\"&\"_年間発電\",データシート3!$A$1:$AB$1,0),0)/10^3","v":{"$error":"#N/A"}},{"$f":"VLOOKUP(BC166&\"_\"&$AZ$9,データシート3!A:AB,MATCH(\"ea_\"&\"中小水（河川）\"&\"_年間発電\",データシート3!$A$1:$AB$1,0),0)/10^3+VLOOKUP(BC166&\"_\"&$AZ$9,データシート3!A:AB,MATCH(\"ea_\"&\"中小水（農業用水路）\"&\"_年間発電\",データシート3!$A$1:$AB$1,0),0)/10^3","v":{"$error":"#N/A"}},{"$f":"VLOOKUP(BC166&\"_\"&$AZ$9,データシート3!A:AB,MATCH(\"ea_\"&\"地熱（蒸気フラッシュ発電）\"&\"_年間発電\",データシート3!$A$1:$AB$1,0),0)/10^3+VLOOKUP(BC166&\"_\"&$AZ$9,データシート3!A:AB,MATCH(\"ea_\"&\"地熱（バイナリー発電）\"&\"_年間発電\",データシート3!$A$1:$AB$1,0),0)/10^3+VLOOKUP(BC166&\"_\"&$AZ$9,データシート3!A:AB,MATCH(\"ea_\"&\"地熱（低温バイナリー発電）\"&\"_年間発電\",データシート3!$A$1:$AB$1,0),0)/10^3","v":{"$error":"#N/A"}},{"$error":"#N/A"},{"$f":"(VLOOKUP($BC166&\"_\"&$AZ$8,データシート3!$A:$AN,MATCH(\"da_合計\",データシート3!$A$1:$AN$1,0),0))/10^3","v":{"$error":"#N/A"}},{"$error":"#N/A"},{"$error":"#N/A"},{"$error":"#N/A"}]
[{"$nulls":49},{"$f":"比較地域マスタ!AD102","v":0},{"$f":"IF(IFERROR(比較地域マスタ!$AE102,\"\")=0,\"\",IFERROR(比較地域マスタ!$AE102,\"\"))","v":""},null,96,2,0,"",{"$f":"VLOOKUP(BC167&\"_\"&$AZ$9,データシート3!A:AB,MATCH(\"ea_\"&\"太陽光（建物系）\"&\"_年間発電\",データシート3!$A$1:$AB$1,0),0)/10^3+VLOOKUP(BC167&\"_\"&$AZ$9,データシート3!A:AB,MATCH(\"ea_\"&\"太陽光（土地系）\"&\"_年間発電\",データシート3!$A$1:$AB$1,0),0)/10^3","v":{"$error":"#N/A"}},{"$f":"VLOOKUP(BC167&\"_\"&$AZ$9,データシート3!A:AB,MATCH(\"ea_\"&\"風力（陸上）\"&\"_年間発電\",データシート3!$A$1:$AB$1,0),0)/10^3","v":{"$error":"#N/A"}},{"$f":"VLOOKUP(BC167&\"_\"&$AZ$9,データシート3!A:AB,MATCH(\"ea_\"&\"中小水（河川）\"&\"_年間発電\",データシート3!$A$1:$AB$1,0),0)/10^3+VLOOKUP(BC167&\"_\"&$AZ$9,データシート3!A:AB,MATCH(\"ea_\"&\"中小水（農業用水路）\"&\"_年間発電\",データシート3!$A$1:$AB$1,0),0)/10^3","v":{"$error":"#N/A"}},{"$f":"VLOOKUP(BC167&\"_\"&$AZ$9,データシート3!A:AB,MATCH(\"ea_\"&\"地熱（蒸気フラッシュ発電）\"&\"_年間発電\",データシート3!$A$1:$AB$1,0),0)/10^3+VLOOKUP(BC167&\"_\"&$AZ$9,データシート3!A:AB,MATCH(\"ea_\"&\"地熱（バイナリー発電）\"&\"_年間発電\",データシート3!$A$1:$AB$1,0),0)/10^3+VLOOKUP(BC167&\"_\"&$AZ$9,データシート3!A:AB,MATCH(\"ea_\"&\"地熱（低温バイナリー発電）\"&\"_年間発電\",データシート3!$A$1:$AB$1,0),0)/10^3","v":{"$error":"#N/A"}},{"$error":"#N/A"},{"$f":"(VLOOKUP($BC167&\"_\"&$AZ$8,データシート3!$A:$AN,MATCH(\"da_合計\",データシート3!$A$1:$AN$1,0),0))/10^3","v":{"$error":"#N/A"}},{"$error":"#N/A"},{"$error":"#N/A"},{"$error":"#N/A"}]
[{"$nulls":49},{"$f":"比較地域マスタ!AD103","v":0},{"$f":"IF(IFERROR(比較地域マスタ!$AE103,\"\")=0,\"\",IFERROR(比較地域マスタ!$AE103,\"\"))","v":""},null,97,2,0,"",{"$f":"VLOOKUP(BC168&\"_\"&$AZ$9,データシート3!A:AB,MATCH(\"ea_\"&\"太陽光（建物系）\"&\"_年間発電\",データシート3!$A$1:$AB$1,0),0)/10^3+VLOOKUP(BC168&\"_\"&$AZ$9,データシート3!A:AB,MATCH(\"ea_\"&\"太陽光（土地系）\"&\"_年間発電\",データシート3!$A$1:$AB$1,0),0)/10^3","v":{"$error":"#N/A"}},{"$f":"VLOOKUP(BC168&\"_\"&$AZ$9,データシート3!A:AB,MATCH(\"ea_\"&\"風力（陸上）\"&\"_年間発電\",データシート3!$A$1:$AB$1,0),0)/10^3","v":{"$error":"#N/A"}},{"$f":"VLOOKUP(BC168&\"_\"&$AZ$9,データシート3!A:AB,MATCH(\"ea_\"&\"中小水（河川）\"&\"_年間発電\",データシート3!$A$1:$AB$1,0),0)/10^3+VLOOKUP(BC168&\"_\"&$AZ$9,データシート3!A:AB,MATCH(\"ea_\"&\"中小水（農業用水路）\"&\"_年間発電\",データシート3!$A$1:$AB$1,0),0)/10^3","v":{"$error":"#N/A"}},{"$f":"VLOOKUP(BC168&\"_\"&$AZ$9,データシート3!A:AB,MATCH(\"ea_\"&\"地熱（蒸気フラッシュ発電）\"&\"_年間発電\",データシート3!$A$1:$AB$1,0),0)/10^3+VLOOKUP(BC168&\"_\"&$AZ$9,データシート3!A:AB,MATCH(\"ea_\"&\"地熱（バイナリー発電）\"&\"_年間発電\",データシート3!$A$1:$AB$1,0),0)/10^3+VLOOKUP(BC168&\"_\"&$AZ$9,データシート3!A:AB,MATCH(\"ea_\"&\"地熱（低温バイナリー発電）\"&\"_年間発電\",データシート3!$A$1:$AB$1,0),0)/10^3","v":{"$error":"#N/A"}},{"$error":"#N/A"},{"$f":"(VLOOKUP($BC168&\"_\"&$AZ$8,データシート3!$A:$AN,MATCH(\"da_合計\",データシート3!$A$1:$AN$1,0),0))/10^3","v":{"$error":"#N/A"}},{"$f":"BI168-BJ168","v":{"$error":"#N/A"}},{"$f":"IF(BK168>0,0,BK168)","v":{"$error":"#N/A"}},{"$f":"IF(BK168>0,BK168,0)","v":{"$error":"#N/A"}}]
[{"$nulls":49},{"$f":"比較地域マスタ!AD104","v":0},{"$f":"IF(IFERROR(比較地域マスタ!$AE104,\"\")=0,\"\",IFERROR(比較地域マスタ!$AE104,\"\"))","v":""},null,98,2,0,"",{"$f":"VLOOKUP(BC169&\"_\"&$AZ$9,データシート3!A:AB,MATCH(\"ea_\"&\"太陽光（建物系）\"&\"_年間発電\",データシート3!$A$1:$AB$1,0),0)/10^3+VLOOKUP(BC169&\"_\"&$AZ$9,データシート3!A:AB,MATCH(\"ea_\"&\"太陽光（土地系）\"&\"_年間発電\",データシート3!$A$1:$AB$1,0),0)/10^3","v":{"$error":"#N/A"}},{"$f":"VLOOKUP(BC169&\"_\"&$AZ$9,データシート3!A:AB,MATCH(\"ea_\"&\"風力（陸上）\"&\"_年間発電\",データシート3!$A$1:$AB$1,0),0)/10^3","v":{"$error":"#N/A"}},{"$f":"VLOOKUP(BC169&\"_\"&$AZ$9,データシート3!A:AB,MATCH(\"ea_\"&\"中小水（河川）\"&\"_年間発電\",データシート3!$A$1:$AB$1,0),0)/10^3+VLOOKUP(BC169&\"_\"&$AZ$9,データシート3!A:AB,MATCH(\"ea_\"&\"中小水（農業用水路）\"&\"_年間発電\",データシート3!$A$1:$AB$1,0),0)/10^3","v":{"$error":"#N/A"}},{"$f":"VLOOKUP(BC169&\"_\"&$AZ$9,データシート3!A:AB,MATCH(\"ea_\"&\"地熱（蒸気フラッシュ発電）\"&\"_年間発電\",データシート3!$A$1:$AB$1,0),0)/10^3+VLOOKUP(BC169&\"_\"&$AZ$9,データシート3!A:AB,MATCH(\"ea_\"&\"地熱（バイナリー発電）\"&\"_年間発電\",データシート3!$A$1:$AB$1,0),0)/10^3+VLOOKUP(BC169&\"_\"&$AZ$9,データシート3!A:AB,MATCH(\"ea_\"&\"地熱（低温バイナリー発電）\"&\"_年間発電\",データシート3!$A$1:$AB$1,0),0)/10^3","v":{"$error":"#N/A"}},{"$error":"#N/A"},{"$f":"(VLOOKUP($BC169&\"_\"&$AZ$8,データシート3!$A:$AN,MATCH(\"da_合計\",データシート3!$A$1:$AN$1,0),0))/10^3","v":{"$error":"#N/A"}},{"$error":"#N/A"},{"$error":"#N/A"},{"$error":"#N/A"}]
[{"$nulls":49},{"$f":"比較地域マスタ!AD105","v":0},{"$f":"IF(IFERROR(比較地域マスタ!$AE105,\"\")=0,\"\",IFERROR(比較地域マスタ!$AE105,\"\"))","v":""},null,99,2,0,"",{"$f":"VLOOKUP(BC170&\"_\"&$AZ$9,データシート3!A:AB,MATCH(\"ea_\"&\"太陽光（建物系）\"&\"_年間発電\",データシート3!$A$1:$AB$1,0),0)/10^3+VLOOKUP(BC170&\"_\"&$AZ$9,データシート3!A:AB,MATCH(\"ea_\"&\"太陽光（土地系）\"&\"_年間発電\",データシート3!$A$1:$AB$1,0),0)/10^3","v":{"$error":"#N/A"}},{"$f":"VLOOKUP(BC170&\"_\"&$AZ$9,データシート3!A:AB,MATCH(\"ea_\"&\"風力（陸上）\"&\"_年間発電\",データシート3!$A$1:$AB$1,0),0)/10^3","v":{"$error":"#N/A"}},{"$f":"VLOOKUP(BC170&\"_\"&$AZ$9,データシート3!A:AB,MATCH(\"ea_\"&\"中小水（河川）\"&\"_年間発電\",データシート3!$A$1:$AB$1,0),0)/10^3+VLOOKUP(BC170&\"_\"&$AZ$9,データシート3!A:AB,MATCH(\"ea_\"&\"中小水（農業用水路）\"&\"_年間発電\",データシート3!$A$1:$AB$1,0),0)/10^3","v":{"$error":"#N/A"}},{"$f":"VLOOKUP(BC170&\"_\"&$AZ$9,データシート3!A:AB,MATCH(\"ea_\"&\"地熱（蒸気フラッシュ発電）\"&\"_年間発電\",データシート3!$A$1:$AB$1,0),0)/10^3+VLOOKUP(BC170&\"_\"&$AZ$9,データシート3!A:AB,MATCH(\"ea_\"&\"地熱（バイナリー発電）\"&\"_年間発電\",データシート3!$A$1:$AB$1,0),0)/10^3+VLOOKUP(BC170&\"_\"&$AZ$9,データシート3!A:AB,MATCH(\"ea_\"&\"地熱（低温バイナリー発電）\"&\"_年間発電\",データシート3!$A$1:$AB$1,0),0)/10^3","v":{"$error":"#N/A"}},{"$error":"#N/A"},{"$f":"(VLOOKUP($BC170&\"_\"&$AZ$8,データシート3!$A:$AN,MATCH(\"da_合計\",データシート3!$A$1:$AN$1,0),0))/10^3","v":{"$error":"#N/A"}},{"$error":"#N/A"},{"$error":"#N/A"},{"$error":"#N/A"}]
[{"$nulls":49},{"$f":"比較地域マスタ!AD106","v":0},{"$f":"IF(IFERROR(比較地域マスタ!$AE106,\"\")=0,\"\",IFERROR(比較地域マスタ!$AE106,\"\"))","v":""},null,100,2,0,"",{"$f":"VLOOKUP(BC171&\"_\"&$AZ$9,データシート3!A:AB,MATCH(\"ea_\"&\"太陽光（建物系）\"&\"_年間発電\",データシート3!$A$1:$AB$1,0),0)/10^3+VLOOKUP(BC171&\"_\"&$AZ$9,データシート3!A:AB,MATCH(\"ea_\"&\"太陽光（土地系）\"&\"_年間発電\",データシート3!$A$1:$AB$1,0),0)/10^3","v":{"$error":"#N/A"}},{"$f":"VLOOKUP(BC171&\"_\"&$AZ$9,データシート3!A:AB,MATCH(\"ea_\"&\"風力（陸上）\"&\"_年間発電\",データシート3!$A$1:$AB$1,0),0)/10^3","v":{"$error":"#N/A"}},{"$f":"VLOOKUP(BC171&\"_\"&$AZ$9,データシート3!A:AB,MATCH(\"ea_\"&\"中小水（河川）\"&\"_年間発電\",データシート3!$A$1:$AB$1,0),0)/10^3+VLOOKUP(BC171&\"_\"&$AZ$9,データシート3!A:AB,MATCH(\"ea_\"&\"中小水（農業用水路）\"&\"_年間発電\",データシート3!$A$1:$AB$1,0),0)/10^3","v":{"$error":"#N/A"}},{"$f":"VLOOKUP(BC171&\"_\"&$AZ$9,データシート3!A:AB,MATCH(\"ea_\"&\"地熱（蒸気フラッシュ発電）\"&\"_年間発電\",データシート3!$A$1:$AB$1,0),0)/10^3+VLOOKUP(BC171&\"_\"&$AZ$9,データシート3!A:AB,MATCH(\"ea_\"&\"地熱（バイナリー発電）\"&\"_年間発電\",データシート3!$A$1:$AB$1,0),0)/10^3+VLOOKUP(BC171&\"_\"&$AZ$9,データシート3!A:AB,MATCH(\"ea_\"&\"地熱（低温バイナリー発電）\"&\"_年間発電\",データシート3!$A$1:$AB$1,0),0)/10^3","v":{"$error":"#N/A"}},{"$error":"#N/A"},{"$f":"(VLOOKUP($BC171&\"_\"&$AZ$8,データシート3!$A:$AN,MATCH(\"da_合計\",データシート3!$A$1:$AN$1,0),0))/10^3","v":{"$error":"#N/A"}},{"$error":"#N/A"},{"$error":"#N/A"},{"$error":"#N/A"}]
[{"$nulls":49},{"$f":"比較地域マスタ!AD107","v":0},{"$f":"IF(IFERROR(比較地域マスタ!$AE107,\"\")=0,\"\",IFERROR(比較地域マスタ!$AE107,\"\"))","v":""},null,101,2,0,"",{"$f":"VLOOKUP(BC172&\"_\"&$AZ$9,データシート3!A:AB,MATCH(\"ea_\"&\"太陽光（建物系）\"&\"_年間発電\",データシート3!$A$1:$AB$1,0),0)/10^3+VLOOKUP(BC172&\"_\"&$AZ$9,データシート3!A:AB,MATCH(\"ea_\"&\"太陽光（土地系）\"&\"_年間発電\",データシート3!$A$1:$AB$1,0),0)/10^3","v":{"$error":"#N/A"}},{"$f":"VLOOKUP(BC172&\"_\"&$AZ$9,データシート3!A:AB,MATCH(\"ea_\"&\"風力（陸上）\"&\"_年間発電\",データシート3!$A$1:$AB$1,0),0)/10^3","v":{"$error":"#N/A"}},{"$f":"VLOOKUP(BC172&\"_\"&$AZ$9,データシート3!A:AB,MATCH(\"ea_\"&\"中小水（河川）\"&\"_年間発電\",データシート3!$A$1:$AB$1,0),0)/10^3+VLOOKUP(BC172&\"_\"&$AZ$9,データシート3!A:AB,MATCH(\"ea_\"&\"中小水（農業用水路）\"&\"_年間発電\",データシート3!$A$1:$AB$1,0),0)/10^3","v":{"$error":"#N/A"}},{"$f":"VLOOKUP(BC172&\"_\"&$AZ$9,データシート3!A:AB,MATCH(\"ea_\"&\"地熱（蒸気フラッシュ発電）\"&\"_年間発電\",データシート3!$A$1:$AB$1,0),0)/10^3+VLOOKUP(BC172&\"_\"&$AZ$9,データシート3!A:AB,MATCH(\"ea_\"&\"地熱（バイナリー発電）\"&\"_年間発電\",データシート3!$A$1:$AB$1,0),0)/10^3+VLOOKUP(BC172&\"_\"&$AZ$9,データシート3!A:AB,MATCH(\"ea_\"&\"地熱（低温バイナリー発電）\"&\"_年間発電\",データシート3!$A$1:$AB$1,0),0)/10^3","v":{"$error":"#N/A"}},{"$error":"#N/A"},{"$f":"(VLOOKUP($BC172&\"_\"&$AZ$8,データシート3!$A:$AN,MATCH(\"da_合計\",データシート3!$A$1:$AN$1,0),0))/10^3","v":{"$error":"#N/A"}},{"$error":"#N/A"},{"$error":"#N/A"},{"$error":"#N/A"}]
[{"$nulls":49},{"$f":"比較地域マスタ!AD108","v":0},{"$f":"IF(IFERROR(比較地域マスタ!$AE108,\"\")=0,\"\",IFERROR(比較地域マスタ!$AE108,\"\"))","v":""},null,102,2,0,"",{"$f":"VLOOKUP(BC173&\"_\"&$AZ$9,データシート3!A:AB,MATCH(\"ea_\"&\"太陽光（建物系）\"&\"_年間発電\",データシート3!$A$1:$AB$1,0),0)/10^3+VLOOKUP(BC173&\"_\"&$AZ$9,データシート3!A:AB,MATCH(\"ea_\"&\"太陽光（土地系）\"&\"_年間発電\",データシート3!$A$1:$AB$1,0),0)/10^3","v":{"$error":"#N/A"}},{"$f":"VLOOKUP(BC173&\"_\"&$AZ$9,データシート3!A:AB,MATCH(\"ea_\"&\"風力（陸上）\"&\"_年間発電\",データシート3!$A$1:$AB$1,0),0)/10^3","v":{"$error":"#N/A"}},{"$f":"VLOOKUP(BC173&\"_\"&$AZ$9,データシート3!A:AB,MATCH(\"ea_\"&\"中小水（河川）\"&\"_年間発電\",データシート3!$A$1:$AB$1,0),0)/10^3+VLOOKUP(BC173&\"_\"&$AZ$9,データシート3!A:AB,MATCH(\"ea_\"&\"中小水（農業用水路）\"&\"_年間発電\",データシート3!$A$1:$AB$1,0),0)/10^3","v":{"$error":"#N/A"}},{"$f":"VLOOKUP(BC173&\"_\"&$AZ$9,データシート3!A:AB,MATCH(\"ea_\"&\"地熱（蒸気フラッシュ発電）\"&\"_年間発電\",データシート3!$A$1:$AB$1,0),0)/10^3+VLOOKUP(BC173&\"_\"&$AZ$9,データシート3!A:AB,MATCH(\"ea_\"&\"地熱（バイナリー発電）\"&\"_年間発電\",データシート3!$A$1:$AB$1,0),0)/10^3+VLOOKUP(BC173&\"_\"&$AZ$9,データシート3!A:AB,MATCH(\"ea_\"&\"地熱（低温バイナリー発電）\"&\"_年間発電\",データシート3!$A$1:$AB$1,0),0)/10^3","v":{"$error":"#N/A"}},{"$error":"#N/A"},{"$f":"(VLOOKUP($BC173&\"_\"&$AZ$8,データシート3!$A:$AN,MATCH(\"da_合計\",データシート3!$A$1:$AN$1,0),0))/10^3","v":{"$error":"#N/A"}},{"$error":"#N/A"},{"$error":"#N/A"},{"$error":"#N/A"}]
[{"$nulls":49},{"$f":"比較地域マスタ!AD109","v":0},{"$f":"IF(IFERROR(比較地域マスタ!$AE109,\"\")=0,\"\",IFERROR(比較地域マスタ!$AE109,\"\"))","v":""},null,103,2,0,"",{"$f":"VLOOKUP(BC174&\"_\"&$AZ$9,データシート3!A:AB,MATCH(\"ea_\"&\"太陽光（建物系）\"&\"_年間発電\",データシート3!$A$1:$AB$1,0),0)/10^3+VLOOKUP(BC174&\"_\"&$AZ$9,データシート3!A:AB,MATCH(\"ea_\"&\"太陽光（土地系）\"&\"_年間発電\",データシート3!$A$1:$AB$1,0),0)/10^3","v":{"$error":"#N/A"}},{"$f":"VLOOKUP(BC174&\"_\"&$AZ$9,データシート3!A:AB,MATCH(\"ea_\"&\"風力（陸上）\"&\"_年間発電\",データシート3!$A$1:$AB$1,0),0)/10^3","v":{"$error":"#N/A"}},{"$f":"VLOOKUP(BC174&\"_\"&$AZ$9,データシート3!A:AB,MATCH(\"ea_\"&\"中小水（河川）\"&\"_年間発電\",データシート3!$A$1:$AB$1,0),0)/10^3+VLOOKUP(BC174&\"_\"&$AZ$9,データシート3!A:AB,MATCH(\"ea_\"&\"中小水（農業用水路）\"&\"_年間発電\",データシート3!$A$1:$AB$1,0),0)/10^3","v":{"$error":"#N/A"}},{"$f":"VLOOKUP(BC174&\"_\"&$AZ$9,データシート3!A:AB,MATCH(\"ea_\"&\"地熱（蒸気フラッシュ発電）\"&\"_年間発電\",データシート3!$A$1:$AB$1,0),0)/10^3+VLOOKUP(BC174&\"_\"&$AZ$9,データシート3!A:AB,MATCH(\"ea_\"&\"地熱（バイナリー発電）\"&\"_年間発電\",データシート3!$A$1:$AB$1,0),0)/10^3+VLOOKUP(BC174&\"_\"&$AZ$9,データシート3!A:AB,MATCH(\"ea_\"&\"地熱（低温バイナリー発電）\"&\"_年間発電\",データシート3!$A$1:$AB$1,0),0)/10^3","v":{"$error":"#N/A"}},{"$error":"#N/A"},{"$f":"(VLOOKUP($BC174&\"_\"&$AZ$8,データシート3!$A:$AN,MATCH(\"da_合計\",データシート3!$A$1:$AN$1,0),0))/10^3","v":{"$error":"#N/A"}},{"$error":"#N/A"},{"$error":"#N/A"},{"$error":"#N/A"}]
[{"$nulls":49},{"$f":"比較地域マスタ!AD110","v":0},{"$f":"IF(IFERROR(比較地域マスタ!$AE110,\"\")=0,\"\",IFERROR(比較地域マスタ!$AE110,\"\"))","v":""},null,104,2,0,"",{"$f":"VLOOKUP(BC175&\"_\"&$AZ$9,データシート3!A:AB,MATCH(\"ea_\"&\"太陽光（建物系）\"&\"_年間発電\",データシート3!$A$1:$AB$1,0),0)/10^3+VLOOKUP(BC175&\"_\"&$AZ$9,データシート3!A:AB,MATCH(\"ea_\"&\"太陽光（土地系）\"&\"_年間発電\",データシート3!$A$1:$AB$1,0),0)/10^3","v":{"$error":"#N/A"}},{"$f":"VLOOKUP(BC175&\"_\"&$AZ$9,データシート3!A:AB,MATCH(\"ea_\"&\"風力（陸上）\"&\"_年間発電\",データシート3!$A$1:$AB$1,0),0)/10^3","v":{"$error":"#N/A"}},{"$f":"VLOOKUP(BC175&\"_\"&$AZ$9,データシート3!A:AB,MATCH(\"ea_\"&\"中小水（河川）\"&\"_年間発電\",データシート3!$A$1:$AB$1,0),0)/10^3+VLOOKUP(BC175&\"_\"&$AZ$9,データシート3!A:AB,MATCH(\"ea_\"&\"中小水（農業用水路）\"&\"_年間発電\",データシート3!$A$1:$AB$1,0),0)/10^3","v":{"$error":"#N/A"}},{"$f":"VLOOKUP(BC175&\"_\"&$AZ$9,データシート3!A:AB,MATCH(\"ea_\"&\"地熱（蒸気フラッシュ発電）\"&\"_年間発電\",データシート3!$A$1:$AB$1,0),0)/10^3+VLOOKUP(BC175&\"_\"&$AZ$9,データシート3!A:AB,MATCH(\"ea_\"&\"地熱（バイナリー発電）\"&\"_年間発電\",データシート3!$A$1:$AB$1,0),0)/10^3+VLOOKUP(BC175&\"_\"&$AZ$9,データシート3!A:AB,MATCH(\"ea_\"&\"地熱（低温バイナリー発電）\"&\"_年間発電\",データシート3!$A$1:$AB$1,0),0)/10^3","v":{"$error":"#N/A"}},{"$error":"#N/A"},{"$f":"(VLOOKUP($BC175&\"_\"&$AZ$8,データシート3!$A:$AN,MATCH(\"da_合計\",データシート3!$A$1:$AN$1,0),0))/10^3","v":{"$error":"#N/A"}},{"$error":"#N/A"},{"$error":"#N/A"},{"$error":"#N/A"}]
[{"$nulls":49},{"$f":"比較地域マスタ!AD111","v":0},{"$f":"IF(IFERROR(比較地域マスタ!$AE111,\"\")=0,\"\",IFERROR(比較地域マスタ!$AE111,\"\"))","v":""},null,105,2,0,"",{"$f":"VLOOKUP(BC176&\"_\"&$AZ$9,データシート3!A:AB,MATCH(\"ea_\"&\"太陽光（建物系）\"&\"_年間発電\",データシート3!$A$1:$AB$1,0),0)/10^3+VLOOKUP(BC176&\"_\"&$AZ$9,データシート3!A:AB,MATCH(\"ea_\"&\"太陽光（土地系）\"&\"_年間発電\",データシート3!$A$1:$AB$1,0),0)/10^3","v":{"$error":"#N/A"}},{"$f":"VLOOKUP(BC176&\"_\"&$AZ$9,データシート3!A:AB,MATCH(\"ea_\"&\"風力（陸上）\"&\"_年間発電\",データシート3!$A$1:$AB$1,0),0)/10^3","v":{"$error":"#N/A"}},{"$f":"VLOOKUP(BC176&\"_\"&$AZ$9,データシート3!A:AB,MATCH(\"ea_\"&\"中小水（河川）\"&\"_年間発電\",データシート3!$A$1:$AB$1,0),0)/10^3+VLOOKUP(BC176&\"_\"&$AZ$9,データシート3!A:AB,MATCH(\"ea_\"&\"中小水（農業用水路）\"&\"_年間発電\",データシート3!$A$1:$AB$1,0),0)/10^3","v":{"$error":"#N/A"}},{"$f":"VLOOKUP(BC176&\"_\"&$AZ$9,データシート3!A:AB,MATCH(\"ea_\"&\"地熱（蒸気フラッシュ発電）\"&\"_年間発電\",データシート3!$A$1:$AB$1,0),0)/10^3+VLOOKUP(BC176&\"_\"&$AZ$9,データシート3!A:AB,MATCH(\"ea_\"&\"地熱（バイナリー発電）\"&\"_年間発電\",データシート3!$A$1:$AB$1,0),0)/10^3+VLOOKUP(BC176&\"_\"&$AZ$9,データシート3!A:AB,MATCH(\"ea_\"&\"地熱（低温バイナリー発電）\"&\"_年間発電\",データシート3!$A$1:$AB$1,0),0)/10^3","v":{"$error":"#N/A"}},{"$error":"#N/A"},{"$f":"(VLOOKUP($BC176&\"_\"&$AZ$8,データシート3!$A:$AN,MATCH(\"da_合計\",データシート3!$A$1:$AN$1,0),0))/10^3","v":{"$error":"#N/A"}},{"$error":"#N/A"},{"$error":"#N/A"},{"$error":"#N/A"}]
[{"$nulls":49},{"$f":"比較地域マスタ!AD112","v":0},{"$f":"IF(IFERROR(比較地域マスタ!$AE112,\"\")=0,\"\",IFERROR(比較地域マスタ!$AE112,\"\"))","v":""},null,106,2,0,"",{"$f":"VLOOKUP(BC177&\"_\"&$AZ$9,データシート3!A:AB,MATCH(\"ea_\"&\"太陽光（建物系）\"&\"_年間発電\",データシート3!$A$1:$AB$1,0),0)/10^3+VLOOKUP(BC177&\"_\"&$AZ$9,データシート3!A:AB,MATCH(\"ea_\"&\"太陽光（土地系）\"&\"_年間発電\",データシート3!$A$1:$AB$1,0),0)/10^3","v":{"$error":"#N/A"}},{"$f":"VLOOKUP(BC177&\"_\"&$AZ$9,データシート3!A:AB,MATCH(\"ea_\"&\"風力（陸上）\"&\"_年間発電\",データシート3!$A$1:$AB$1,0),0)/10^3","v":{"$error":"#N/A"}},{"$f":"VLOOKUP(BC177&\"_\"&$AZ$9,データシート3!A:AB,MATCH(\"ea_\"&\"中小水（河川）\"&\"_年間発電\",データシート3!$A$1:$AB$1,0),0)/10^3+VLOOKUP(BC177&\"_\"&$AZ$9,データシート3!A:AB,MATCH(\"ea_\"&\"中小水（農業用水路）\"&\"_年間発電\",データシート3!$A$1:$AB$1,0),0)/10^3","v":{"$error":"#N/A"}},{"$f":"VLOOKUP(BC177&\"_\"&$AZ$9,データシート3!A:AB,MATCH(\"ea_\"&\"地熱（蒸気フラッシュ発電）\"&\"_年間発電\",データシート3!$A$1:$AB$1,0),0)/10^3+VLOOKUP(BC177&\"_\"&$AZ$9,データシート3!A:AB,MATCH(\"ea_\"&\"地熱（バイナリー発電）\"&\"_年間発電\",データシート3!$A$1:$AB$1,0),0)/10^3+VLOOKUP(BC177&\"_\"&$AZ$9,データシート3!A:AB,MATCH(\"ea_\"&\"地熱（低温バイナリー発電）\"&\"_年間発電\",データシート3!$A$1:$AB$1,0),0)/10^3","v":{"$error":"#N/A"}},{"$error":"#N/A"},{"$f":"(VLOOKUP($BC177&\"_\"&$AZ$8,データシート3!$A:$AN,MATCH(\"da_合計\",データシート3!$A$1:$AN$1,0),0))/10^3","v":{"$error":"#N/A"}},{"$error":"#N/A"},{"$error":"#N/A"},{"$error":"#N/A"}]
[{"$nulls":49},{"$f":"比較地域マスタ!AD113","v":0},{"$f":"IF(IFERROR(比較地域マスタ!$AE113,\"\")=0,\"\",IFERROR(比較地域マスタ!$AE113,\"\"))","v":""},null,107,2,0,"",{"$f":"VLOOKUP(BC178&\"_\"&$AZ$9,データシート3!A:AB,MATCH(\"ea_\"&\"太陽光（建物系）\"&\"_年間発電\",データシート3!$A$1:$AB$1,0),0)/10^3+VLOOKUP(BC178&\"_\"&$AZ$9,データシート3!A:AB,MATCH(\"ea_\"&\"太陽光（土地系）\"&\"_年間発電\",データシート3!$A$1:$AB$1,0),0)/10^3","v":{"$error":"#N/A"}},{"$f":"VLOOKUP(BC178&\"_\"&$AZ$9,データシート3!A:AB,MATCH(\"ea_\"&\"風力（陸上）\"&\"_年間発電\",データシート3!$A$1:$AB$1,0),0)/10^3","v":{"$error":"#N/A"}},{"$f":"VLOOKUP(BC178&\"_\"&$AZ$9,データシート3!A:AB,MATCH(\"ea_\"&\"中小水（河川）\"&\"_年間発電\",データシート3!$A$1:$AB$1,0),0)/10^3+VLOOKUP(BC178&\"_\"&$AZ$9,データシート3!A:AB,MATCH(\"ea_\"&\"中小水（農業用水路）\"&\"_年間発電\",データシート3!$A$1:$AB$1,0),0)/10^3","v":{"$error":"#N/A"}},{"$f":"VLOOKUP(BC178&\"_\"&$AZ$9,データシート3!A:AB,MATCH(\"ea_\"&\"地熱（蒸気フラッシュ発電）\"&\"_年間発電\",データシート3!$A$1:$AB$1,0),0)/10^3+VLOOKUP(BC178&\"_\"&$AZ$9,データシート3!A:AB,MATCH(\"ea_\"&\"地熱（バイナリー発電）\"&\"_年間発電\",データシート3!$A$1:$AB$1,0),0)/10^3+VLOOKUP(BC178&\"_\"&$AZ$9,データシート3!A:AB,MATCH(\"ea_\"&\"地熱（低温バイナリー発電）\"&\"_年間発電\",データシート3!$A$1:$AB$1,0),0)/10^3","v":{"$error":"#N/A"}},{"$error":"#N/A"},{"$f":"(VLOOKUP($BC178&\"_\"&$AZ$8,データシート3!$A:$AN,MATCH(\"da_合計\",データシート3!$A$1:$AN$1,0),0))/10^3","v":{"$error":"#N/A"}},{"$error":"#N/A"},{"$error":"#N/A"},{"$error":"#N/A"}]
[{"$nulls":49},{"$f":"比較地域マスタ!AD114","v":0},{"$f":"IF(IFERROR(比較地域マスタ!$AE114,\"\")=0,\"\",IFERROR(比較地域マスタ!$AE114,\"\"))","v":""},null,108,2,0,"",{"$f":"VLOOKUP(BC179&\"_\"&$AZ$9,データシート3!A:AB,MATCH(\"ea_\"&\"太陽光（建物系）\"&\"_年間発電\",データシート3!$A$1:$AB$1,0),0)/10^3+VLOOKUP(BC179&\"_\"&$AZ$9,データシート3!A:AB,MATCH(\"ea_\"&\"太陽光（土地系）\"&\"_年間発電\",データシート3!$A$1:$AB$1,0),0)/10^3","v":{"$error":"#N/A"}},{"$f":"VLOOKUP(BC179&\"_\"&$AZ$9,データシート3!A:AB,MATCH(\"ea_\"&\"風力（陸上）\"&\"_年間発電\",データシート3!$A$1:$AB$1,0),0)/10^3","v":{"$error":"#N/A"}},{"$f":"VLOOKUP(BC179&\"_\"&$AZ$9,データシート3!A:AB,MATCH(\"ea_\"&\"中小水（河川）\"&\"_年間発電\",データシート3!$A$1:$AB$1,0),0)/10^3+VLOOKUP(BC179&\"_\"&$AZ$9,データシート3!A:AB,MATCH(\"ea_\"&\"中小水（農業用水路）\"&\"_年間発電\",データシート3!$A$1:$AB$1,0),0)/10^3","v":{"$error":"#N/A"}},{"$f":"VLOOKUP(BC179&\"_\"&$AZ$9,データシート3!A:AB,MATCH(\"ea_\"&\"地熱（蒸気フラッシュ発電）\"&\"_年間発電\",データシート3!$A$1:$AB$1,0),0)/10^3+VLOOKUP(BC179&\"_\"&$AZ$9,データシート3!A:AB,MATCH(\"ea_\"&\"地熱（バイナリー発電）\"&\"_年間発電\",データシート3!$A$1:$AB$1,0),0)/10^3+VLOOKUP(BC179&\"_\"&$AZ$9,データシート3!A:AB,MATCH(\"ea_\"&\"地熱（低温バイナリー発電）\"&\"_年間発電\",データシート3!$A$1:$AB$1,0),0)/10^3","v":{"$error":"#N/A"}},{"$error":"#N/A"},{"$f":"(VLOOKUP($BC179&\"_\"&$AZ$8,データシート3!$A:$AN,MATCH(\"da_合計\",データシート3!$A$1:$AN$1,0),0))/10^3","v":{"$error":"#N/A"}},{"$error":"#N/A"},{"$error":"#N/A"},{"$error":"#N/A"}]
[{"$nulls":49},{"$f":"比較地域マスタ!AD115","v":0},{"$f":"IF(IFERROR(比較地域マスタ!$AE115,\"\")=0,\"\",IFERROR(比較地域マスタ!$AE115,\"\"))","v":""},null,109,2,0,"",{"$f":"VLOOKUP(BC180&\"_\"&$AZ$9,データシート3!A:AB,MATCH(\"ea_\"&\"太陽光（建物系）\"&\"_年間発電\",データシート3!$A$1:$AB$1,0),0)/10^3+VLOOKUP(BC180&\"_\"&$AZ$9,データシート3!A:AB,MATCH(\"ea_\"&\"太陽光（土地系）\"&\"_年間発電\",データシート3!$A$1:$AB$1,0),0)/10^3","v":{"$error":"#N/A"}},{"$f":"VLOOKUP(BC180&\"_\"&$AZ$9,データシート3!A:AB,MATCH(\"ea_\"&\"風力（陸上）\"&\"_年間発電\",データシート3!$A$1:$AB$1,0),0)/10^3","v":{"$error":"#N/A"}},{"$f":"VLOOKUP(BC180&\"_\"&$AZ$9,データシート3!A:AB,MATCH(\"ea_\"&\"中小水（河川）\"&\"_年間発電\",データシート3!$A$1:$AB$1,0),0)/10^3+VLOOKUP(BC180&\"_\"&$AZ$9,データシート3!A:AB,MATCH(\"ea_\"&\"中小水（農業用水路）\"&\"_年間発電\",データシート3!$A$1:$AB$1,0),0)/10^3","v":{"$error":"#N/A"}},{"$f":"VLOOKUP(BC180&\"_\"&$AZ$9,データシート3!A:AB,MATCH(\"ea_\"&\"地熱（蒸気フラッシュ発電）\"&\"_年間発電\",データシート3!$A$1:$AB$1,0),0)/10^3+VLOOKUP(BC180&\"_\"&$AZ$9,データシート3!A:AB,MATCH(\"ea_\"&\"地熱（バイナリー発電）\"&\"_年間発電\",データシート3!$A$1:$AB$1,0),0)/10^3+VLOOKUP(BC180&\"_\"&$AZ$9,データシート3!A:AB,MATCH(\"ea_\"&\"地熱（低温バイナリー発電）\"&\"_年間発電\",データシート3!$A$1:$AB$1,0),0)/10^3","v":{"$error":"#N/A"}},{"$error":"#N/A"},{"$f":"(VLOOKUP($BC180&\"_\"&$AZ$8,データシート3!$A:$AN,MATCH(\"da_合計\",データシート3!$A$1:$AN$1,0),0))/10^3","v":{"$error":"#N/A"}},{"$error":"#N/A"},{"$error":"#N/A"},{"$error":"#N/A"}]
[{"$nulls":49},{"$f":"比較地域マスタ!AD116","v":0},{"$f":"IF(IFERROR(比較地域マスタ!$AE116,\"\")=0,\"\",IFERROR(比較地域マスタ!$AE116,\"\"))","v":""},null,110,2,{"$f":"AX181","v":0},{"$f":"AY181","v":""},{"$f":"VLOOKUP(BC181&\"_\"&$AZ$9,データシート3!A:AB,MATCH(\"ea_\"&\"太陽光（建物系）\"&\"_年間発電\",データシート3!$A$1:$AB$1,0),0)/10^3+VLOOKUP(BC181&\"_\"&$AZ$9,データシート3!A:AB,MATCH(\"ea_\"&\"太陽光（土地系）\"&\"_年間発電\",データシート3!$A$1:$AB$1,0),0)/10^3","v":{"$error":"#N/A"}},{"$f":"VLOOKUP(BC181&\"_\"&$AZ$9,データシート3!A:AB,MATCH(\"ea_\"&\"風力（陸上）\"&\"_年間発電\",データシート3!$A$1:$AB$1,0),0)/10^3","v":{"$error":"#N/A"}},{"$f":"VLOOKUP(BC181&\"_\"&$AZ$9,データシート3!A:AB,MATCH(\"ea_\"&\"中小水（河川）\"&\"_年間発電\",データシート3!$A$1:$AB$1,0),0)/10^3+VLOOKUP(BC181&\"_\"&$AZ$9,データシート3!A:AB,MATCH(\"ea_\"&\"中小水（農業用水路）\"&\"_年間発電\",データシート3!$A$1:$AB$1,0),0)/10^3","v":{"$error":"#N/A"}},{"$f":"VLOOKUP(BC181&\"_\"&$AZ$9,データシート3!A:AB,MATCH(\"ea_\"&\"地熱（蒸気フラッシュ発電）\"&\"_年間発電\",データシート3!$A$1:$AB$1,0),0)/10^3+VLOOKUP(BC181&\"_\"&$AZ$9,データシート3!A:AB,MATCH(\"ea_\"&\"地熱（バイナリー発電）\"&\"_年間発電\",データシート3!$A$1:$AB$1,0),0)/10^3+VLOOKUP(BC181&\"_\"&$AZ$9,データシート3!A:AB,MATCH(\"ea_\"&\"地熱（低温バイナリー発電）\"&\"_年間発電\",データシート3!$A$1:$AB$1,0),0)/10^3","v":{"$error":"#N/A"}},{"$error":"#N/A"},{"$f":"(VLOOKUP($BC181&\"_\"&$AZ$8,データシート3!$A:$AN,MATCH(\"da_合計\",データシート3!$A$1:$AN$1,0),0))/10^3","v":{"$error":"#N/A"}},{"$error":"#N/A"},{"$error":"#N/A"},{"$error":"#N/A"}]
[{"$nulls":49},{"$f":"比較地域マスタ!AD117","v":0},{"$f":"IF(IFERROR(比較地域マスタ!$AE117,\"\")=0,\"\",IFERROR(比較地域マスタ!$AE117,\"\"))","v":""},null,111,2,{"$f":"AX182","v":0},"",{"$f":"VLOOKUP(BC182&\"_\"&$AZ$9,データシート3!A:AB,MATCH(\"ea_\"&\"太陽光（建物系）\"&\"_年間発電\",データシート3!$A$1:$AB$1,0),0)/10^3+VLOOKUP(BC182&\"_\"&$AZ$9,データシート3!A:AB,MATCH(\"ea_\"&\"太陽光（土地系）\"&\"_年間発電\",データシート3!$A$1:$AB$1,0),0)/10^3","v":{"$error":"#N/A"}},{"$f":"VLOOKUP(BC182&\"_\"&$AZ$9,データシート3!A:AB,MATCH(\"ea_\"&\"風力（陸上）\"&\"_年間発電\",データシート3!$A$1:$AB$1,0),0)/10^3","v":{"$error":"#N/A"}},{"$f":"VLOOKUP(BC182&\"_\"&$AZ$9,データシート3!A:AB,MATCH(\"ea_\"&\"中小水（河川）\"&\"_年間発電\",データシート3!$A$1:$AB$1,0),0)/10^3+VLOOKUP(BC182&\"_\"&$AZ$9,データシート3!A:AB,MATCH(\"ea_\"&\"中小水（農業用水路）\"&\"_年間発電\",データシート3!$A$1:$AB$1,0),0)/10^3","v":{"$error":"#N/A"}},{"$f":"VLOOKUP(BC182&\"_\"&$AZ$9,データシート3!A:AB,MATCH(\"ea_\"&\"地熱（蒸気フラッシュ発電）\"&\"_年間発電\",データシート3!$A$1:$AB$1,0),0)/10^3+VLOOKUP(BC182&\"_\"&$AZ$9,データシート3!A:AB,MATCH(\"ea_\"&\"地熱（バイナリー発電）\"&\"_年間発電\",データシート3!$A$1:$AB$1,0),0)/10^3+VLOOKUP(BC182&\"_\"&$AZ$9,データシート3!A:AB,MATCH(\"ea_\"&\"地熱（低温バイナリー発電）\"&\"_年間発電\",データシート3!$A$1:$AB$1,0),0)/10^3","v":{"$error":"#N/A"}},{"$error":"#N/A"},{"$f":"(VLOOKUP($BC182&\"_\"&$AZ$8,データシート3!$A:$AN,MATCH(\"da_合計\",データシート3!$A$1:$AN$1,0),0))/10^3","v":{"$error":"#N/A"}},{"$error":"#N/A"},{"$error":"#N/A"},{"$error":"#N/A"}]
[{"$nulls":49},{"$f":"比較地域マスタ!AD118","v":0},{"$f":"IF(IFERROR(比較地域マスタ!$AE118,\"\")=0,\"\",IFERROR(比較地域マスタ!$AE118,\"\"))","v":""},null,112,2,0,"",{"$f":"VLOOKUP(BC183&\"_\"&$AZ$9,データシート3!A:AB,MATCH(\"ea_\"&\"太陽光（建物系）\"&\"_年間発電\",データシート3!$A$1:$AB$1,0),0)/10^3+VLOOKUP(BC183&\"_\"&$AZ$9,データシート3!A:AB,MATCH(\"ea_\"&\"太陽光（土地系）\"&\"_年間発電\",データシート3!$A$1:$AB$1,0),0)/10^3","v":{"$error":"#N/A"}},{"$f":"VLOOKUP(BC183&\"_\"&$AZ$9,データシート3!A:AB,MATCH(\"ea_\"&\"風力（陸上）\"&\"_年間発電\",データシート3!$A$1:$AB$1,0),0)/10^3","v":{"$error":"#N/A"}},{"$f":"VLOOKUP(BC183&\"_\"&$AZ$9,データシート3!A:AB,MATCH(\"ea_\"&\"中小水（河川）\"&\"_年間発電\",データシート3!$A$1:$AB$1,0),0)/10^3+VLOOKUP(BC183&\"_\"&$AZ$9,データシート3!A:AB,MATCH(\"ea_\"&\"中小水（農業用水路）\"&\"_年間発電\",データシート3!$A$1:$AB$1,0),0)/10^3","v":{"$error":"#N/A"}},{"$f":"VLOOKUP(BC183&\"_\"&$AZ$9,データシート3!A:AB,MATCH(\"ea_\"&\"地熱（蒸気フラッシュ発電）\"&\"_年間発電\",データシート3!$A$1:$AB$1,0),0)/10^3+VLOOKUP(BC183&\"_\"&$AZ$9,データシート3!A:AB,MATCH(\"ea_\"&\"地熱（バイナリー発電）\"&\"_年間発電\",データシート3!$A$1:$AB$1,0),0)/10^3+VLOOKUP(BC183&\"_\"&$AZ$9,データシート3!A:AB,MATCH(\"ea_\"&\"地熱（低温バイナリー発電）\"&\"_年間発電\",データシート3!$A$1:$AB$1,0),0)/10^3","v":{"$error":"#N/A"}},{"$error":"#N/A"},{"$f":"(VLOOKUP($BC183&\"_\"&$AZ$8,データシート3!$A:$AN,MATCH(\"da_合計\",データシート3!$A$1:$AN$1,0),0))/10^3","v":{"$error":"#N/A"}},{"$error":"#N/A"},{"$error":"#N/A"},{"$error":"#N/A"}]
[{"$nulls":49},{"$f":"比較地域マスタ!AD119","v":0},{"$f":"IF(IFERROR(比較地域マスタ!$AE119,\"\")=0,\"\",IFERROR(比較地域マスタ!$AE119,\"\"))","v":""},null,113,2,0,"",{"$f":"VLOOKUP(BC184&\"_\"&$AZ$9,データシート3!A:AB,MATCH(\"ea_\"&\"太陽光（建物系）\"&\"_年間発電\",データシート3!$A$1:$AB$1,0),0)/10^3+VLOOKUP(BC184&\"_\"&$AZ$9,データシート3!A:AB,MATCH(\"ea_\"&\"太陽光（土地系）\"&\"_年間発電\",データシート3!$A$1:$AB$1,0),0)/10^3","v":{"$error":"#N/A"}},{"$f":"VLOOKUP(BC184&\"_\"&$AZ$9,データシート3!A:AB,MATCH(\"ea_\"&\"風力（陸上）\"&\"_年間発電\",データシート3!$A$1:$AB$1,0),0)/10^3","v":{"$error":"#N/A"}},{"$f":"VLOOKUP(BC184&\"_\"&$AZ$9,データシート3!A:AB,MATCH(\"ea_\"&\"中小水（河川）\"&\"_年間発電\",データシート3!$A$1:$AB$1,0),0)/10^3+VLOOKUP(BC184&\"_\"&$AZ$9,データシート3!A:AB,MATCH(\"ea_\"&\"中小水（農業用水路）\"&\"_年間発電\",データシート3!$A$1:$AB$1,0),0)/10^3","v":{"$error":"#N/A"}},{"$f":"VLOOKUP(BC184&\"_\"&$AZ$9,データシート3!A:AB,MATCH(\"ea_\"&\"地熱（蒸気フラッシュ発電）\"&\"_年間発電\",データシート3!$A$1:$AB$1,0),0)/10^3+VLOOKUP(BC184&\"_\"&$AZ$9,データシート3!A:AB,MATCH(\"ea_\"&\"地熱（バイナリー発電）\"&\"_年間発電\",データシート3!$A$1:$AB$1,0),0)/10^3+VLOOKUP(BC184&\"_\"&$AZ$9,データシート3!A:AB,MATCH(\"ea_\"&\"地熱（低温バイナリー発電）\"&\"_年間発電\",データシート3!$A$1:$AB$1,0),0)/10^3","v":{"$error":"#N/A"}},{"$error":"#N/A"},{"$f":"(VLOOKUP($BC184&\"_\"&$AZ$8,データシート3!$A:$AN,MATCH(\"da_合計\",データシート3!$A$1:$AN$1,0),0))/10^3","v":{"$error":"#N/A"}},{"$error":"#N/A"},{"$error":"#N/A"},{"$error":"#N/A"}]
[{"$nulls":49},{"$f":"比較地域マスタ!AD120","v":0},{"$f":"IF(IFERROR(比較地域マスタ!$AE120,\"\")=0,\"\",IFERROR(比較地域マスタ!$AE120,\"\"))","v":""},null,114,2,0,"",{"$f":"VLOOKUP(BC185&\"_\"&$AZ$9,データシート3!A:AB,MATCH(\"ea_\"&\"太陽光（建物系）\"&\"_年間発電\",データシート3!$A$1:$AB$1,0),0)/10^3+VLOOKUP(BC185&\"_\"&$AZ$9,データシート3!A:AB,MATCH(\"ea_\"&\"太陽光（土地系）\"&\"_年間発電\",データシート3!$A$1:$AB$1,0),0)/10^3","v":{"$error":"#N/A"}},{"$f":"VLOOKUP(BC185&\"_\"&$AZ$9,データシート3!A:AB,MATCH(\"ea_\"&\"風力（陸上）\"&\"_年間発電\",データシート3!$A$1:$AB$1,0),0)/10^3","v":{"$error":"#N/A"}},{"$f":"VLOOKUP(BC185&\"_\"&$AZ$9,データシート3!A:AB,MATCH(\"ea_\"&\"中小水（河川）\"&\"_年間発電\",データシート3!$A$1:$AB$1,0),0)/10^3+VLOOKUP(BC185&\"_\"&$AZ$9,データシート3!A:AB,MATCH(\"ea_\"&\"中小水（農業用水路）\"&\"_年間発電\",データシート3!$A$1:$AB$1,0),0)/10^3","v":{"$error":"#N/A"}},{"$f":"VLOOKUP(BC185&\"_\"&$AZ$9,データシート3!A:AB,MATCH(\"ea_\"&\"地熱（蒸気フラッシュ発電）\"&\"_年間発電\",データシート3!$A$1:$AB$1,0),0)/10^3+VLOOKUP(BC185&\"_\"&$AZ$9,データシート3!A:AB,MATCH(\"ea_\"&\"地熱（バイナリー発電）\"&\"_年間発電\",データシート3!$A$1:$AB$1,0),0)/10^3+VLOOKUP(BC185&\"_\"&$AZ$9,データシート3!A:AB,MATCH(\"ea_\"&\"地熱（低温バイナリー発電）\"&\"_年間発電\",データシート3!$A$1:$AB$1,0),0)/10^3","v":{"$error":"#N/A"}},{"$error":"#N/A"},{"$f":"(VLOOKUP($BC185&\"_\"&$AZ$8,データシート3!$A:$AN,MATCH(\"da_合計\",データシート3!$A$1:$AN$1,0),0))/10^3","v":{"$error":"#N/A"}},{"$error":"#N/A"},{"$error":"#N/A"},{"$error":"#N/A"}]
[{"$nulls":49},{"$f":"比較地域マスタ!AD121","v":0},{"$f":"IF(IFERROR(比較地域マスタ!$AE121,\"\")=0,\"\",IFERROR(比較地域マスタ!$AE121,\"\"))","v":""},null,115,2,0,"",{"$f":"VLOOKUP(BC186&\"_\"&$AZ$9,データシート3!A:AB,MATCH(\"ea_\"&\"太陽光（建物系）\"&\"_年間発電\",データシート3!$A$1:$AB$1,0),0)/10^3+VLOOKUP(BC186&\"_\"&$AZ$9,データシート3!A:AB,MATCH(\"ea_\"&\"太陽光（土地系）\"&\"_年間発電\",データシート3!$A$1:$AB$1,0),0)/10^3","v":{"$error":"#N/A"}},{"$f":"VLOOKUP(BC186&\"_\"&$AZ$9,データシート3!A:AB,MATCH(\"ea_\"&\"風力（陸上）\"&\"_年間発電\",データシート3!$A$1:$AB$1,0),0)/10^3","v":{"$error":"#N/A"}},{"$f":"VLOOKUP(BC186&\"_\"&$AZ$9,データシート3!A:AB,MATCH(\"ea_\"&\"中小水（河川）\"&\"_年間発電\",データシート3!$A$1:$AB$1,0),0)/10^3+VLOOKUP(BC186&\"_\"&$AZ$9,データシート3!A:AB,MATCH(\"ea_\"&\"中小水（農業用水路）\"&\"_年間発電\",データシート3!$A$1:$AB$1,0),0)/10^3","v":{"$error":"#N/A"}},{"$f":"VLOOKUP(BC186&\"_\"&$AZ$9,データシート3!A:AB,MATCH(\"ea_\"&\"地熱（蒸気フラッシュ発電）\"&\"_年間発電\",データシート3!$A$1:$AB$1,0),0)/10^3+VLOOKUP(BC186&\"_\"&$AZ$9,データシート3!A:AB,MATCH(\"ea_\"&\"地熱（バイナリー発電）\"&\"_年間発電\",データシート3!$A$1:$AB$1,0),0)/10^3+VLOOKUP(BC186&\"_\"&$AZ$9,データシート3!A:AB,MATCH(\"ea_\"&\"地熱（低温バイナリー発電）\"&\"_年間発電\",データシート3!$A$1:$AB$1,0),0)/10^3","v":{"$error":"#N/A"}},{"$error":"#N/A"},{"$f":"(VLOOKUP($BC186&\"_\"&$AZ$8,データシート3!$A:$AN,MATCH(\"da_合計\",データシート3!$A$1:$AN$1,0),0))/10^3","v":{"$error":"#N/A"}},{"$error":"#N/A"},{"$error":"#N/A"},{"$error":"#N/A"}]
[{"$nulls":49},{"$f":"比較地域マスタ!AD122","v":0},{"$f":"IF(IFERROR(比較地域マスタ!$AE122,\"\")=0,\"\",IFERROR(比較地域マスタ!$AE122,\"\"))","v":""},null,116,2,0,"",{"$f":"VLOOKUP(BC187&\"_\"&$AZ$9,データシート3!A:AB,MATCH(\"ea_\"&\"太陽光（建物系）\"&\"_年間発電\",データシート3!$A$1:$AB$1,0),0)/10^3+VLOOKUP(BC187&\"_\"&$AZ$9,データシート3!A:AB,MATCH(\"ea_\"&\"太陽光（土地系）\"&\"_年間発電\",データシート3!$A$1:$AB$1,0),0)/10^3","v":{"$error":"#N/A"}},{"$f":"VLOOKUP(BC187&\"_\"&$AZ$9,データシート3!A:AB,MATCH(\"ea_\"&\"風力（陸上）\"&\"_年間発電\",データシート3!$A$1:$AB$1,0),0)/10^3","v":{"$error":"#N/A"}},{"$f":"VLOOKUP(BC187&\"_\"&$AZ$9,データシート3!A:AB,MATCH(\"ea_\"&\"中小水（河川）\"&\"_年間発電\",データシート3!$A$1:$AB$1,0),0)/10^3+VLOOKUP(BC187&\"_\"&$AZ$9,データシート3!A:AB,MATCH(\"ea_\"&\"中小水（農業用水路）\"&\"_年間発電\",データシート3!$A$1:$AB$1,0),0)/10^3","v":{"$error":"#N/A"}},{"$f":"VLOOKUP(BC187&\"_\"&$AZ$9,データシート3!A:AB,MATCH(\"ea_\"&\"地熱（蒸気フラッシュ発電）\"&\"_年間発電\",データシート3!$A$1:$AB$1,0),0)/10^3+VLOOKUP(BC187&\"_\"&$AZ$9,データシート3!A:AB,MATCH(\"ea_\"&\"地熱（バイナリー発電）\"&\"_年間発電\",データシート3!$A$1:$AB$1,0),0)/10^3+VLOOKUP(BC187&\"_\"&$AZ$9,データシート3!A:AB,MATCH(\"ea_\"&\"地熱（低温バイナリー発電）\"&\"_年間発電\",データシート3!$A$1:$AB$1,0),0)/10^3","v":{"$error":"#N/A"}},{"$error":"#N/A"},{"$f":"(VLOOKUP($BC187&\"_\"&$AZ$8,データシート3!$A:$AN,MATCH(\"da_合計\",データシート3!$A$1:$AN$1,0),0))/10^3","v":{"$error":"#N/A"}},{"$error":"#N/A"},{"$error":"#N/A"},{"$error":"#N/A"}]
[{"$nulls":49},{"$f":"比較地域マスタ!AD123","v":0},{"$f":"IF(IFERROR(比較地域マスタ!$AE123,\"\")=0,\"\",IFERROR(比較地域マスタ!$AE123,\"\"))","v":""},null,117,2,0,"",{"$f":"VLOOKUP(BC188&\"_\"&$AZ$9,データシート3!A:AB,MATCH(\"ea_\"&\"太陽光（建物系）\"&\"_年間発電\",データシート3!$A$1:$AB$1,0),0)/10^3+VLOOKUP(BC188&\"_\"&$AZ$9,データシート3!A:AB,MATCH(\"ea_\"&\"太陽光（土地系）\"&\"_年間発電\",データシート3!$A$1:$AB$1,0),0)/10^3","v":{"$error":"#N/A"}},{"$f":"VLOOKUP(BC188&\"_\"&$AZ$9,データシート3!A:AB,MATCH(\"ea_\"&\"風力（陸上）\"&\"_年間発電\",データシート3!$A$1:$AB$1,0),0)/10^3","v":{"$error":"#N/A"}},{"$f":"VLOOKUP(BC188&\"_\"&$AZ$9,データシート3!A:AB,MATCH(\"ea_\"&\"中小水（河川）\"&\"_年間発電\",データシート3!$A$1:$AB$1,0),0)/10^3+VLOOKUP(BC188&\"_\"&$AZ$9,データシート3!A:AB,MATCH(\"ea_\"&\"中小水（農業用水路）\"&\"_年間発電\",データシート3!$A$1:$AB$1,0),0)/10^3","v":{"$error":"#N/A"}},{"$f":"VLOOKUP(BC188&\"_\"&$AZ$9,データシート3!A:AB,MATCH(\"ea_\"&\"地熱（蒸気フラッシュ発電）\"&\"_年間発電\",データシート3!$A$1:$AB$1,0),0)/10^3+VLOOKUP(BC188&\"_\"&$AZ$9,データシート3!A:AB,MATCH(\"ea_\"&\"地熱（バイナリー発電）\"&\"_年間発電\",データシート3!$A$1:$AB$1,0),0)/10^3+VLOOKUP(BC188&\"_\"&$AZ$9,データシート3!A:AB,MATCH(\"ea_\"&\"地熱（低温バイナリー発電）\"&\"_年間発電\",データシート3!$A$1:$AB$1,0),0)/10^3","v":{"$error":"#N/A"}},{"$error":"#N/A"},{"$f":"(VLOOKUP($BC188&\"_\"&$AZ$8,データシート3!$A:$AN,MATCH(\"da_合計\",データシート3!$A$1:$AN$1,0),0))/10^3","v":{"$error":"#N/A"}},{"$error":"#N/A"},{"$error":"#N/A"},{"$error":"#N/A"}]
[{"$nulls":49},{"$f":"比較地域マスタ!AD124","v":0},{"$f":"IF(IFERROR(比較地域マスタ!$AE124,\"\")=0,\"\",IFERROR(比較地域マスタ!$AE124,\"\"))","v":""},null,118,2,0,"",{"$f":"VLOOKUP(BC189&\"_\"&$AZ$9,データシート3!A:AB,MATCH(\"ea_\"&\"太陽光（建物系）\"&\"_年間発電\",データシート3!$A$1:$AB$1,0),0)/10^3+VLOOKUP(BC189&\"_\"&$AZ$9,データシート3!A:AB,MATCH(\"ea_\"&\"太陽光（土地系）\"&\"_年間発電\",データシート3!$A$1:$AB$1,0),0)/10^3","v":{"$error":"#N/A"}},{"$f":"VLOOKUP(BC189&\"_\"&$AZ$9,データシート3!A:AB,MATCH(\"ea_\"&\"風力（陸上）\"&\"_年間発電\",データシート3!$A$1:$AB$1,0),0)/10^3","v":{"$error":"#N/A"}},{"$f":"VLOOKUP(BC189&\"_\"&$AZ$9,データシート3!A:AB,MATCH(\"ea_\"&\"中小水（河川）\"&\"_年間発電\",データシート3!$A$1:$AB$1,0),0)/10^3+VLOOKUP(BC189&\"_\"&$AZ$9,データシート3!A:AB,MATCH(\"ea_\"&\"中小水（農業用水路）\"&\"_年間発電\",データシート3!$A$1:$AB$1,0),0)/10^3","v":{"$error":"#N/A"}},{"$f":"VLOOKUP(BC189&\"_\"&$AZ$9,データシート3!A:AB,MATCH(\"ea_\"&\"地熱（蒸気フラッシュ発電）\"&\"_年間発電\",データシート3!$A$1:$AB$1,0),0)/10^3+VLOOKUP(BC189&\"_\"&$AZ$9,データシート3!A:AB,MATCH(\"ea_\"&\"地熱（バイナリー発電）\"&\"_年間発電\",データシート3!$A$1:$AB$1,0),0)/10^3+VLOOKUP(BC189&\"_\"&$AZ$9,データシート3!A:AB,MATCH(\"ea_\"&\"地熱（低温バイナリー発電）\"&\"_年間発電\",データシート3!$A$1:$AB$1,0),0)/10^3","v":{"$error":"#N/A"}},{"$error":"#N/A"},{"$f":"(VLOOKUP($BC189&\"_\"&$AZ$8,データシート3!$A:$AN,MATCH(\"da_合計\",データシート3!$A$1:$AN$1,0),0))/10^3","v":{"$error":"#N/A"}},{"$error":"#N/A"},{"$error":"#N/A"},{"$error":"#N/A"}]
[{"$nulls":49},{"$f":"比較地域マスタ!AD125","v":0},{"$f":"IF(IFERROR(比較地域マスタ!$AE125,\"\")=0,\"\",IFERROR(比較地域マスタ!$AE125,\"\"))","v":""},null,119,2,0,"",{"$f":"VLOOKUP(BC190&\"_\"&$AZ$9,データシート3!A:AB,MATCH(\"ea_\"&\"太陽光（建物系）\"&\"_年間発電\",データシート3!$A$1:$AB$1,0),0)/10^3+VLOOKUP(BC190&\"_\"&$AZ$9,データシート3!A:AB,MATCH(\"ea_\"&\"太陽光（土地系）\"&\"_年間発電\",データシート3!$A$1:$AB$1,0),0)/10^3","v":{"$error":"#N/A"}},{"$f":"VLOOKUP(BC190&\"_\"&$AZ$9,データシート3!A:AB,MATCH(\"ea_\"&\"風力（陸上）\"&\"_年間発電\",データシート3!$A$1:$AB$1,0),0)/10^3","v":{"$error":"#N/A"}},{"$f":"VLOOKUP(BC190&\"_\"&$AZ$9,データシート3!A:AB,MATCH(\"ea_\"&\"中小水（河川）\"&\"_年間発電\",データシート3!$A$1:$AB$1,0),0)/10^3+VLOOKUP(BC190&\"_\"&$AZ$9,データシート3!A:AB,MATCH(\"ea_\"&\"中小水（農業用水路）\"&\"_年間発電\",データシート3!$A$1:$AB$1,0),0)/10^3","v":{"$error":"#N/A"}},{"$f":"VLOOKUP(BC190&\"_\"&$AZ$9,データシート3!A:AB,MATCH(\"ea_\"&\"地熱（蒸気フラッシュ発電）\"&\"_年間発電\",データシート3!$A$1:$AB$1,0),0)/10^3+VLOOKUP(BC190&\"_\"&$AZ$9,データシート3!A:AB,MATCH(\"ea_\"&\"地熱（バイナリー発電）\"&\"_年間発電\",データシート3!$A$1:$AB$1,0),0)/10^3+VLOOKUP(BC190&\"_\"&$AZ$9,データシート3!A:AB,MATCH(\"ea_\"&\"地熱（低温バイナリー発電）\"&\"_年間発電\",データシート3!$A$1:$AB$1,0),0)/10^3","v":{"$error":"#N/A"}},{"$error":"#N/A"},{"$f":"(VLOOKUP($BC190&\"_\"&$AZ$8,データシート3!$A:$AN,MATCH(\"da_合計\",データシート3!$A$1:$AN$1,0),0))/10^3","v":{"$error":"#N/A"}},{"$error":"#N/A"},{"$error":"#N/A"},{"$error":"#N/A"}]
[{"$nulls":49},{"$f":"比較地域マスタ!AD126","v":0},{"$f":"IF(IFERROR(比較地域マスタ!$AE126,\"\")=0,\"\",IFERROR(比較地域マスタ!$AE126,\"\"))","v":""},null,120,2,0,"",{"$f":"VLOOKUP(BC191&\"_\"&$AZ$9,データシート3!A:AB,MATCH(\"ea_\"&\"太陽光（建物系）\"&\"_年間発電\",データシート3!$A$1:$AB$1,0),0)/10^3+VLOOKUP(BC191&\"_\"&$AZ$9,データシート3!A:AB,MATCH(\"ea_\"&\"太陽光（土地系）\"&\"_年間発電\",データシート3!$A$1:$AB$1,0),0)/10^3","v":{"$error":"#N/A"}},{"$f":"VLOOKUP(BC191&\"_\"&$AZ$9,データシート3!A:AB,MATCH(\"ea_\"&\"風力（陸上）\"&\"_年間発電\",データシート3!$A$1:$AB$1,0),0)/10^3","v":{"$error":"#N/A"}},{"$f":"VLOOKUP(BC191&\"_\"&$AZ$9,データシート3!A:AB,MATCH(\"ea_\"&\"中小水（河川）\"&\"_年間発電\",データシート3!$A$1:$AB$1,0),0)/10^3+VLOOKUP(BC191&\"_\"&$AZ$9,データシート3!A:AB,MATCH(\"ea_\"&\"中小水（農業用水路）\"&\"_年間発電\",データシート3!$A$1:$AB$1,0),0)/10^3","v":{"$error":"#N/A"}},{"$f":"VLOOKUP(BC191&\"_\"&$AZ$9,データシート3!A:AB,MATCH(\"ea_\"&\"地熱（蒸気フラッシュ発電）\"&\"_年間発電\",データシート3!$A$1:$AB$1,0),0)/10^3+VLOOKUP(BC191&\"_\"&$AZ$9,データシート3!A:AB,MATCH(\"ea_\"&\"地熱（バイナリー発電）\"&\"_年間発電\",データシート3!$A$1:$AB$1,0),0)/10^3+VLOOKUP(BC191&\"_\"&$AZ$9,データシート3!A:AB,MATCH(\"ea_\"&\"地熱（低温バイナリー発電）\"&\"_年間発電\",データシート3!$A$1:$AB$1,0),0)/10^3","v":{"$error":"#N/A"}},{"$error":"#N/A"},{"$f":"(VLOOKUP($BC191&\"_\"&$AZ$8,データシート3!$A:$AN,MATCH(\"da_合計\",データシート3!$A$1:$AN$1,0),0))/10^3","v":{"$error":"#N/A"}},{"$error":"#N/A"},{"$error":"#N/A"},{"$error":"#N/A"}]
[{"$nulls":49},{"$f":"比較地域マスタ!AD127","v":0},{"$f":"IF(IFERROR(比較地域マスタ!$AE127,\"\")=0,\"\",IFERROR(比較地域マスタ!$AE127,\"\"))","v":""},null,121,2,0,"",{"$f":"VLOOKUP(BC192&\"_\"&$AZ$9,データシート3!A:AB,MATCH(\"ea_\"&\"太陽光（建物系）\"&\"_年間発電\",データシート3!$A$1:$AB$1,0),0)/10^3+VLOOKUP(BC192&\"_\"&$AZ$9,データシート3!A:AB,MATCH(\"ea_\"&\"太陽光（土地系）\"&\"_年間発電\",データシート3!$A$1:$AB$1,0),0)/10^3","v":{"$error":"#N/A"}},{"$f":"VLOOKUP(BC192&\"_\"&$AZ$9,データシート3!A:AB,MATCH(\"ea_\"&\"風力（陸上）\"&\"_年間発電\",データシート3!$A$1:$AB$1,0),0)/10^3","v":{"$error":"#N/A"}},{"$f":"VLOOKUP(BC192&\"_\"&$AZ$9,データシート3!A:AB,MATCH(\"ea_\"&\"中小水（河川）\"&\"_年間発電\",データシート3!$A$1:$AB$1,0),0)/10^3+VLOOKUP(BC192&\"_\"&$AZ$9,データシート3!A:AB,MATCH(\"ea_\"&\"中小水（農業用水路）\"&\"_年間発電\",データシート3!$A$1:$AB$1,0),0)/10^3","v":{"$error":"#N/A"}},{"$f":"VLOOKUP(BC192&\"_\"&$AZ$9,データシート3!A:AB,MATCH(\"ea_\"&\"地熱（蒸気フラッシュ発電）\"&\"_年間発電\",データシート3!$A$1:$AB$1,0),0)/10^3+VLOOKUP(BC192&\"_\"&$AZ$9,データシート3!A:AB,MATCH(\"ea_\"&\"地熱（バイナリー発電）\"&\"_年間発電\",データシート3!$A$1:$AB$1,0),0)/10^3+VLOOKUP(BC192&\"_\"&$AZ$9,データシート3!A:AB,MATCH(\"ea_\"&\"地熱（低温バイナリー発電）\"&\"_年間発電\",データシート3!$A$1:$AB$1,0),0)/10^3","v":{"$error":"#N/A"}},{"$error":"#N/A"},{"$f":"(VLOOKUP($BC192&\"_\"&$AZ$8,データシート3!$A:$AN,MATCH(\"da_合計\",データシート3!$A$1:$AN$1,0),0))/10^3","v":{"$error":"#N/A"}},{"$error":"#N/A"},{"$error":"#N/A"},{"$error":"#N/A"}]
[{"$nulls":49},{"$f":"比較地域マスタ!AD128","v":0},{"$f":"IF(IFERROR(比較地域マスタ!$AE128,\"\")=0,\"\",IFERROR(比較地域マスタ!$AE128,\"\"))","v":""},null,122,2,0,"",{"$f":"VLOOKUP(BC193&\"_\"&$AZ$9,データシート3!A:AB,MATCH(\"ea_\"&\"太陽光（建物系）\"&\"_年間発電\",データシート3!$A$1:$AB$1,0),0)/10^3+VLOOKUP(BC193&\"_\"&$AZ$9,データシート3!A:AB,MATCH(\"ea_\"&\"太陽光（土地系）\"&\"_年間発電\",データシート3!$A$1:$AB$1,0),0)/10^3","v":{"$error":"#N/A"}},{"$f":"VLOOKUP(BC193&\"_\"&$AZ$9,データシート3!A:AB,MATCH(\"ea_\"&\"風力（陸上）\"&\"_年間発電\",データシート3!$A$1:$AB$1,0),0)/10^3","v":{"$error":"#N/A"}},{"$f":"VLOOKUP(BC193&\"_\"&$AZ$9,データシート3!A:AB,MATCH(\"ea_\"&\"中小水（河川）\"&\"_年間発電\",データシート3!$A$1:$AB$1,0),0)/10^3+VLOOKUP(BC193&\"_\"&$AZ$9,データシート3!A:AB,MATCH(\"ea_\"&\"中小水（農業用水路）\"&\"_年間発電\",データシート3!$A$1:$AB$1,0),0)/10^3","v":{"$error":"#N/A"}},{"$f":"VLOOKUP(BC193&\"_\"&$AZ$9,データシート3!A:AB,MATCH(\"ea_\"&\"地熱（蒸気フラッシュ発電）\"&\"_年間発電\",データシート3!$A$1:$AB$1,0),0)/10^3+VLOOKUP(BC193&\"_\"&$AZ$9,データシート3!A:AB,MATCH(\"ea_\"&\"地熱（バイナリー発電）\"&\"_年間発電\",データシート3!$A$1:$AB$1,0),0)/10^3+VLOOKUP(BC193&\"_\"&$AZ$9,データシート3!A:AB,MATCH(\"ea_\"&\"地熱（低温バイナリー発電）\"&\"_年間発電\",データシート3!$A$1:$AB$1,0),0)/10^3","v":{"$error":"#N/A"}},{"$error":"#N/A"},{"$f":"(VLOOKUP($BC193&\"_\"&$AZ$8,データシート3!$A:$AN,MATCH(\"da_合計\",データシート3!$A$1:$AN$1,0),0))/10^3","v":{"$error":"#N/A"}},{"$error":"#N/A"},{"$error":"#N/A"},{"$error":"#N/A"}]
[{"$nulls":49},{"$f":"比較地域マスタ!AD129","v":0},{"$f":"IF(IFERROR(比較地域マスタ!$AE129,\"\")=0,\"\",IFERROR(比較地域マスタ!$AE129,\"\"))","v":""},null,123,2,0,"",{"$f":"VLOOKUP(BC194&\"_\"&$AZ$9,データシート3!A:AB,MATCH(\"ea_\"&\"太陽光（建物系）\"&\"_年間発電\",データシート3!$A$1:$AB$1,0),0)/10^3+VLOOKUP(BC194&\"_\"&$AZ$9,データシート3!A:AB,MATCH(\"ea_\"&\"太陽光（土地系）\"&\"_年間発電\",データシート3!$A$1:$AB$1,0),0)/10^3","v":{"$error":"#N/A"}},{"$f":"VLOOKUP(BC194&\"_\"&$AZ$9,データシート3!A:AB,MATCH(\"ea_\"&\"風力（陸上）\"&\"_年間発電\",データシート3!$A$1:$AB$1,0),0)/10^3","v":{"$error":"#N/A"}},{"$f":"VLOOKUP(BC194&\"_\"&$AZ$9,データシート3!A:AB,MATCH(\"ea_\"&\"中小水（河川）\"&\"_年間発電\",データシート3!$A$1:$AB$1,0),0)/10^3+VLOOKUP(BC194&\"_\"&$AZ$9,データシート3!A:AB,MATCH(\"ea_\"&\"中小水（農業用水路）\"&\"_年間発電\",データシート3!$A$1:$AB$1,0),0)/10^3","v":{"$error":"#N/A"}},{"$f":"VLOOKUP(BC194&\"_\"&$AZ$9,データシート3!A:AB,MATCH(\"ea_\"&\"地熱（蒸気フラッシュ発電）\"&\"_年間発電\",データシート3!$A$1:$AB$1,0),0)/10^3+VLOOKUP(BC194&\"_\"&$AZ$9,データシート3!A:AB,MATCH(\"ea_\"&\"地熱（バイナリー発電）\"&\"_年間発電\",データシート3!$A$1:$AB$1,0),0)/10^3+VLOOKUP(BC194&\"_\"&$AZ$9,データシート3!A:AB,MATCH(\"ea_\"&\"地熱（低温バイナリー発電）\"&\"_年間発電\",データシート3!$A$1:$AB$1,0),0)/10^3","v":{"$error":"#N/A"}},{"$error":"#N/A"},{"$f":"(VLOOKUP($BC194&\"_\"&$AZ$8,データシート3!$A:$AN,MATCH(\"da_合計\",データシート3!$A$1:$AN$1,0),0))/10^3","v":{"$error":"#N/A"}},{"$error":"#N/A"},{"$error":"#N/A"},{"$error":"#N/A"}]
[{"$nulls":49},{"$f":"比較地域マスタ!AD130","v":0},{"$f":"IF(IFERROR(比較地域マスタ!$AE130,\"\")=0,\"\",IFERROR(比較地域マスタ!$AE130,\"\"))","v":""},null,124,2,0,"",{"$f":"VLOOKUP(BC195&\"_\"&$AZ$9,データシート3!A:AB,MATCH(\"ea_\"&\"太陽光（建物系）\"&\"_年間発電\",データシート3!$A$1:$AB$1,0),0)/10^3+VLOOKUP(BC195&\"_\"&$AZ$9,データシート3!A:AB,MATCH(\"ea_\"&\"太陽光（土地系）\"&\"_年間発電\",データシート3!$A$1:$AB$1,0),0)/10^3","v":{"$error":"#N/A"}},{"$f":"VLOOKUP(BC195&\"_\"&$AZ$9,データシート3!A:AB,MATCH(\"ea_\"&\"風力（陸上）\"&\"_年間発電\",データシート3!$A$1:$AB$1,0),0)/10^3","v":{"$error":"#N/A"}},{"$f":"VLOOKUP(BC195&\"_\"&$AZ$9,データシート3!A:AB,MATCH(\"ea_\"&\"中小水（河川）\"&\"_年間発電\",データシート3!$A$1:$AB$1,0),0)/10^3+VLOOKUP(BC195&\"_\"&$AZ$9,データシート3!A:AB,MATCH(\"ea_\"&\"中小水（農業用水路）\"&\"_年間発電\",データシート3!$A$1:$AB$1,0),0)/10^3","v":{"$error":"#N/A"}},{"$f":"VLOOKUP(BC195&\"_\"&$AZ$9,データシート3!A:AB,MATCH(\"ea_\"&\"地熱（蒸気フラッシュ発電）\"&\"_年間発電\",データシート3!$A$1:$AB$1,0),0)/10^3+VLOOKUP(BC195&\"_\"&$AZ$9,データシート3!A:AB,MATCH(\"ea_\"&\"地熱（バイナリー発電）\"&\"_年間発電\",データシート3!$A$1:$AB$1,0),0)/10^3+VLOOKUP(BC195&\"_\"&$AZ$9,データシート3!A:AB,MATCH(\"ea_\"&\"地熱（低温バイナリー発電）\"&\"_年間発電\",データシート3!$A$1:$AB$1,0),0)/10^3","v":{"$error":"#N/A"}},{"$error":"#N/A"},{"$f":"(VLOOKUP($BC195&\"_\"&$AZ$8,データシート3!$A:$AN,MATCH(\"da_合計\",データシート3!$A$1:$AN$1,0),0))/10^3","v":{"$error":"#N/A"}},{"$error":"#N/A"},{"$error":"#N/A"},{"$error":"#N/A"}]
[{"$nulls":49},{"$f":"比較地域マスタ!AD131","v":0},{"$f":"IF(IFERROR(比較地域マスタ!$AE131,\"\")=0,\"\",IFERROR(比較地域マスタ!$AE131,\"\"))","v":""},null,125,2,0,"",{"$f":"VLOOKUP(BC196&\"_\"&$AZ$9,データシート3!A:AB,MATCH(\"ea_\"&\"太陽光（建物系）\"&\"_年間発電\",データシート3!$A$1:$AB$1,0),0)/10^3+VLOOKUP(BC196&\"_\"&$AZ$9,データシート3!A:AB,MATCH(\"ea_\"&\"太陽光（土地系）\"&\"_年間発電\",データシート3!$A$1:$AB$1,0),0)/10^3","v":{"$error":"#N/A"}},{"$f":"VLOOKUP(BC196&\"_\"&$AZ$9,データシート3!A:AB,MATCH(\"ea_\"&\"風力（陸上）\"&\"_年間発電\",データシート3!$A$1:$AB$1,0),0)/10^3","v":{"$error":"#N/A"}},{"$f":"VLOOKUP(BC196&\"_\"&$AZ$9,データシート3!A:AB,MATCH(\"ea_\"&\"中小水（河川）\"&\"_年間発電\",データシート3!$A$1:$AB$1,0),0)/10^3+VLOOKUP(BC196&\"_\"&$AZ$9,データシート3!A:AB,MATCH(\"ea_\"&\"中小水（農業用水路）\"&\"_年間発電\",データシート3!$A$1:$AB$1,0),0)/10^3","v":{"$error":"#N/A"}},{"$f":"VLOOKUP(BC196&\"_\"&$AZ$9,データシート3!A:AB,MATCH(\"ea_\"&\"地熱（蒸気フラッシュ発電）\"&\"_年間発電\",データシート3!$A$1:$AB$1,0),0)/10^3+VLOOKUP(BC196&\"_\"&$AZ$9,データシート3!A:AB,MATCH(\"ea_\"&\"地熱（バイナリー発電）\"&\"_年間発電\",データシート3!$A$1:$AB$1,0),0)/10^3+VLOOKUP(BC196&\"_\"&$AZ$9,データシート3!A:AB,MATCH(\"ea_\"&\"地熱（低温バイナリー発電）\"&\"_年間発電\",データシート3!$A$1:$AB$1,0),0)/10^3","v":{"$error":"#N/A"}},{"$error":"#N/A"},{"$f":"(VLOOKUP($BC196&\"_\"&$AZ$8,データシート3!$A:$AN,MATCH(\"da_合計\",データシート3!$A$1:$AN$1,0),0))/10^3","v":{"$error":"#N/A"}},{"$error":"#N/A"},{"$error":"#N/A"},{"$error":"#N/A"}]
[{"$nulls":49},{"$f":"比較地域マスタ!AD132","v":0},{"$f":"IF(IFERROR(比較地域マスタ!$AE132,\"\")=0,\"\",IFERROR(比較地域マスタ!$AE132,\"\"))","v":""},null,126,2,0,"",{"$f":"VLOOKUP(BC197&\"_\"&$AZ$9,データシート3!A:AB,MATCH(\"ea_\"&\"太陽光（建物系）\"&\"_年間発電\",データシート3!$A$1:$AB$1,0),0)/10^3+VLOOKUP(BC197&\"_\"&$AZ$9,データシート3!A:AB,MATCH(\"ea_\"&\"太陽光（土地系）\"&\"_年間発電\",データシート3!$A$1:$AB$1,0),0)/10^3","v":{"$error":"#N/A"}},{"$f":"VLOOKUP(BC197&\"_\"&$AZ$9,データシート3!A:AB,MATCH(\"ea_\"&\"風力（陸上）\"&\"_年間発電\",データシート3!$A$1:$AB$1,0),0)/10^3","v":{"$error":"#N/A"}},{"$f":"VLOOKUP(BC197&\"_\"&$AZ$9,データシート3!A:AB,MATCH(\"ea_\"&\"中小水（河川）\"&\"_年間発電\",データシート3!$A$1:$AB$1,0),0)/10^3+VLOOKUP(BC197&\"_\"&$AZ$9,データシート3!A:AB,MATCH(\"ea_\"&\"中小水（農業用水路）\"&\"_年間発電\",データシート3!$A$1:$AB$1,0),0)/10^3","v":{"$error":"#N/A"}},{"$f":"VLOOKUP(BC197&\"_\"&$AZ$9,データシート3!A:AB,MATCH(\"ea_\"&\"地熱（蒸気フラッシュ発電）\"&\"_年間発電\",データシート3!$A$1:$AB$1,0),0)/10^3+VLOOKUP(BC197&\"_\"&$AZ$9,データシート3!A:AB,MATCH(\"ea_\"&\"地熱（バイナリー発電）\"&\"_年間発電\",データシート3!$A$1:$AB$1,0),0)/10^3+VLOOKUP(BC197&\"_\"&$AZ$9,データシート3!A:AB,MATCH(\"ea_\"&\"地熱（低温バイナリー発電）\"&\"_年間発電\",データシート3!$A$1:$AB$1,0),0)/10^3","v":{"$error":"#N/A"}},{"$error":"#N/A"},{"$f":"(VLOOKUP($BC197&\"_\"&$AZ$8,データシート3!$A:$AN,MATCH(\"da_合計\",データシート3!$A$1:$AN$1,0),0))/10^3","v":{"$error":"#N/A"}},{"$error":"#N/A"},{"$error":"#N/A"},{"$error":"#N/A"}]
[{"$nulls":49},{"$f":"比較地域マスタ!AD133","v":0},{"$f":"IF(IFERROR(比較地域マスタ!$AE133,\"\")=0,\"\",IFERROR(比較地域マスタ!$AE133,\"\"))","v":""},null,127,2,0,"",{"$f":"VLOOKUP(BC198&\"_\"&$AZ$9,データシート3!A:AB,MATCH(\"ea_\"&\"太陽光（建物系）\"&\"_年間発電\",データシート3!$A$1:$AB$1,0),0)/10^3+VLOOKUP(BC198&\"_\"&$AZ$9,データシート3!A:AB,MATCH(\"ea_\"&\"太陽光（土地系）\"&\"_年間発電\",データシート3!$A$1:$AB$1,0),0)/10^3","v":{"$error":"#N/A"}},{"$f":"VLOOKUP(BC198&\"_\"&$AZ$9,データシート3!A:AB,MATCH(\"ea_\"&\"風力（陸上）\"&\"_年間発電\",データシート3!$A$1:$AB$1,0),0)/10^3","v":{"$error":"#N/A"}},{"$f":"VLOOKUP(BC198&\"_\"&$AZ$9,データシート3!A:AB,MATCH(\"ea_\"&\"中小水（河川）\"&\"_年間発電\",データシート3!$A$1:$AB$1,0),0)/10^3+VLOOKUP(BC198&\"_\"&$AZ$9,データシート3!A:AB,MATCH(\"ea_\"&\"中小水（農業用水路）\"&\"_年間発電\",データシート3!$A$1:$AB$1,0),0)/10^3","v":{"$error":"#N/A"}},{"$f":"VLOOKUP(BC198&\"_\"&$AZ$9,データシート3!A:AB,MATCH(\"ea_\"&\"地熱（蒸気フラッシュ発電）\"&\"_年間発電\",データシート3!$A$1:$AB$1,0),0)/10^3+VLOOKUP(BC198&\"_\"&$AZ$9,データシート3!A:AB,MATCH(\"ea_\"&\"地熱（バイナリー発電）\"&\"_年間発電\",データシート3!$A$1:$AB$1,0),0)/10^3+VLOOKUP(BC198&\"_\"&$AZ$9,データシート3!A:AB,MATCH(\"ea_\"&\"地熱（低温バイナリー発電）\"&\"_年間発電\",データシート3!$A$1:$AB$1,0),0)/10^3","v":{"$error":"#N/A"}},{"$error":"#N/A"},{"$f":"(VLOOKUP($BC198&\"_\"&$AZ$8,データシート3!$A:$AN,MATCH(\"da_合計\",データシート3!$A$1:$AN$1,0),0))/10^3","v":{"$error":"#N/A"}},{"$error":"#N/A"},{"$error":"#N/A"},{"$error":"#N/A"}]
[{"$nulls":49},{"$f":"比較地域マスタ!AD134","v":0},{"$f":"IF(IFERROR(比較地域マスタ!$AE134,\"\")=0,\"\",IFERROR(比較地域マスタ!$AE134,\"\"))","v":""},null,128,2,0,"",{"$f":"VLOOKUP(BC199&\"_\"&$AZ$9,データシート3!A:AB,MATCH(\"ea_\"&\"太陽光（建物系）\"&\"_年間発電\",データシート3!$A$1:$AB$1,0),0)/10^3+VLOOKUP(BC199&\"_\"&$AZ$9,データシート3!A:AB,MATCH(\"ea_\"&\"太陽光（土地系）\"&\"_年間発電\",データシート3!$A$1:$AB$1,0),0)/10^3","v":{"$error":"#N/A"}},{"$f":"VLOOKUP(BC199&\"_\"&$AZ$9,データシート3!A:AB,MATCH(\"ea_\"&\"風力（陸上）\"&\"_年間発電\",データシート3!$A$1:$AB$1,0),0)/10^3","v":{"$error":"#N/A"}},{"$f":"VLOOKUP(BC199&\"_\"&$AZ$9,データシート3!A:AB,MATCH(\"ea_\"&\"中小水（河川）\"&\"_年間発電\",データシート3!$A$1:$AB$1,0),0)/10^3+VLOOKUP(BC199&\"_\"&$AZ$9,データシート3!A:AB,MATCH(\"ea_\"&\"中小水（農業用水路）\"&\"_年間発電\",データシート3!$A$1:$AB$1,0),0)/10^3","v":{"$error":"#N/A"}},{"$f":"VLOOKUP(BC199&\"_\"&$AZ$9,データシート3!A:AB,MATCH(\"ea_\"&\"地熱（蒸気フラッシュ発電）\"&\"_年間発電\",データシート3!$A$1:$AB$1,0),0)/10^3+VLOOKUP(BC199&\"_\"&$AZ$9,データシート3!A:AB,MATCH(\"ea_\"&\"地熱（バイナリー発電）\"&\"_年間発電\",データシート3!$A$1:$AB$1,0),0)/10^3+VLOOKUP(BC199&\"_\"&$AZ$9,データシート3!A:AB,MATCH(\"ea_\"&\"地熱（低温バイナリー発電）\"&\"_年間発電\",データシート3!$A$1:$AB$1,0),0)/10^3","v":{"$error":"#N/A"}},{"$error":"#N/A"},{"$f":"(VLOOKUP($BC199&\"_\"&$AZ$8,データシート3!$A:$AN,MATCH(\"da_合計\",データシート3!$A$1:$AN$1,0),0))/10^3","v":{"$error":"#N/A"}},{"$error":"#N/A"},{"$error":"#N/A"},{"$error":"#N/A"}]
[{"$nulls":49},{"$f":"比較地域マスタ!AD135","v":0},{"$f":"IF(IFERROR(比較地域マスタ!$AE135,\"\")=0,\"\",IFERROR(比較地域マスタ!$AE135,\"\"))","v":""},null,129,2,0,"",{"$f":"VLOOKUP(BC200&\"_\"&$AZ$9,データシート3!A:AB,MATCH(\"ea_\"&\"太陽光（建物系）\"&\"_年間発電\",データシート3!$A$1:$AB$1,0),0)/10^3+VLOOKUP(BC200&\"_\"&$AZ$9,データシート3!A:AB,MATCH(\"ea_\"&\"太陽光（土地系）\"&\"_年間発電\",データシート3!$A$1:$AB$1,0),0)/10^3","v":{"$error":"#N/A"}},{"$f":"VLOOKUP(BC200&\"_\"&$AZ$9,データシート3!A:AB,MATCH(\"ea_\"&\"風力（陸上）\"&\"_年間発電\",データシート3!$A$1:$AB$1,0),0)/10^3","v":{"$error":"#N/A"}},{"$f":"VLOOKUP(BC200&\"_\"&$AZ$9,データシート3!A:AB,MATCH(\"ea_\"&\"中小水（河川）\"&\"_年間発電\",データシート3!$A$1:$AB$1,0),0)/10^3+VLOOKUP(BC200&\"_\"&$AZ$9,データシート3!A:AB,MATCH(\"ea_\"&\"中小水（農業用水路）\"&\"_年間発電\",データシート3!$A$1:$AB$1,0),0)/10^3","v":{"$error":"#N/A"}},{"$f":"VLOOKUP(BC200&\"_\"&$AZ$9,データシート3!A:AB,MATCH(\"ea_\"&\"地熱（蒸気フラッシュ発電）\"&\"_年間発電\",データシート3!$A$1:$AB$1,0),0)/10^3+VLOOKUP(BC200&\"_\"&$AZ$9,データシート3!A:AB,MATCH(\"ea_\"&\"地熱（バイナリー発電）\"&\"_年間発電\",データシート3!$A$1:$AB$1,0),0)/10^3+VLOOKUP(BC200&\"_\"&$AZ$9,データシート3!A:AB,MATCH(\"ea_\"&\"地熱（低温バイナリー発電）\"&\"_年間発電\",データシート3!$A$1:$AB$1,0),0)/10^3","v":{"$error":"#N/A"}},{"$error":"#N/A"},{"$f":"(VLOOKUP($BC200&\"_\"&$AZ$8,データシート3!$A:$AN,MATCH(\"da_合計\",データシート3!$A$1:$AN$1,0),0))/10^3","v":{"$error":"#N/A"}},{"$f":"BI200-BJ200","v":{"$error":"#N/A"}},{"$f":"IF(BK200>0,0,BK200)","v":{"$error":"#N/A"}},{"$f":"IF(BK200>0,BK200,0)","v":{"$error":"#N/A"}}]
[{"$nulls":49},{"$f":"比較地域マスタ!AD136","v":0},{"$f":"IF(IFERROR(比較地域マスタ!$AE136,\"\")=0,\"\",IFERROR(比較地域マスタ!$AE136,\"\"))","v":""},null,130,2,0,"",{"$f":"VLOOKUP(BC201&\"_\"&$AZ$9,データシート3!A:AB,MATCH(\"ea_\"&\"太陽光（建物系）\"&\"_年間発電\",データシート3!$A$1:$AB$1,0),0)/10^3+VLOOKUP(BC201&\"_\"&$AZ$9,データシート3!A:AB,MATCH(\"ea_\"&\"太陽光（土地系）\"&\"_年間発電\",データシート3!$A$1:$AB$1,0),0)/10^3","v":{"$error":"#N/A"}},{"$f":"VLOOKUP(BC201&\"_\"&$AZ$9,データシート3!A:AB,MATCH(\"ea_\"&\"風力（陸上）\"&\"_年間発電\",データシート3!$A$1:$AB$1,0),0)/10^3","v":{"$error":"#N/A"}},{"$f":"VLOOKUP(BC201&\"_\"&$AZ$9,データシート3!A:AB,MATCH(\"ea_\"&\"中小水（河川）\"&\"_年間発電\",データシート3!$A$1:$AB$1,0),0)/10^3+VLOOKUP(BC201&\"_\"&$AZ$9,データシート3!A:AB,MATCH(\"ea_\"&\"中小水（農業用水路）\"&\"_年間発電\",データシート3!$A$1:$AB$1,0),0)/10^3","v":{"$error":"#N/A"}},{"$f":"VLOOKUP(BC201&\"_\"&$AZ$9,データシート3!A:AB,MATCH(\"ea_\"&\"地熱（蒸気フラッシュ発電）\"&\"_年間発電\",データシート3!$A$1:$AB$1,0),0)/10^3+VLOOKUP(BC201&\"_\"&$AZ$9,データシート3!A:AB,MATCH(\"ea_\"&\"地熱（バイナリー発電）\"&\"_年間発電\",データシート3!$A$1:$AB$1,0),0)/10^3+VLOOKUP(BC201&\"_\"&$AZ$9,データシート3!A:AB,MATCH(\"ea_\"&\"地熱（低温バイナリー発電）\"&\"_年間発電\",データシート3!$A$1:$AB$1,0),0)/10^3","v":{"$error":"#N/A"}},{"$f":"SUM(BE201:BH201)","v":{"$error":"#N/A"}},{"$f":"(VLOOKUP($BC201&\"_\"&$AZ$8,データシート3!$A:$AN,MATCH(\"da_合計\",データシート3!$A$1:$AN$1,0),0))/10^3","v":{"$error":"#N/A"}},{"$error":"#N/A"},{"$error":"#N/A"},{"$error":"#N/A"}]
[{"$nulls":49},{"$f":"比較地域マスタ!AD137","v":0},{"$f":"IF(IFERROR(比較地域マスタ!$AE137,\"\")=0,\"\",IFERROR(比較地域マスタ!$AE137,\"\"))","v":""},null,131,2,0,"",{"$f":"VLOOKUP(BC202&\"_\"&$AZ$9,データシート3!A:AB,MATCH(\"ea_\"&\"太陽光（建物系）\"&\"_年間発電\",データシート3!$A$1:$AB$1,0),0)/10^3+VLOOKUP(BC202&\"_\"&$AZ$9,データシート3!A:AB,MATCH(\"ea_\"&\"太陽光（土地系）\"&\"_年間発電\",データシート3!$A$1:$AB$1,0),0)/10^3","v":{"$error":"#N/A"}},{"$f":"VLOOKUP(BC202&\"_\"&$AZ$9,データシート3!A:AB,MATCH(\"ea_\"&\"風力（陸上）\"&\"_年間発電\",データシート3!$A$1:$AB$1,0),0)/10^3","v":{"$error":"#N/A"}},{"$f":"VLOOKUP(BC202&\"_\"&$AZ$9,データシート3!A:AB,MATCH(\"ea_\"&\"中小水（河川）\"&\"_年間発電\",データシート3!$A$1:$AB$1,0),0)/10^3+VLOOKUP(BC202&\"_\"&$AZ$9,データシート3!A:AB,MATCH(\"ea_\"&\"中小水（農業用水路）\"&\"_年間発電\",データシート3!$A$1:$AB$1,0),0)/10^3","v":{"$error":"#N/A"}},{"$f":"VLOOKUP(BC202&\"_\"&$AZ$9,データシート3!A:AB,MATCH(\"ea_\"&\"地熱（蒸気フラッシュ発電）\"&\"_年間発電\",データシート3!$A$1:$AB$1,0),0)/10^3+VLOOKUP(BC202&\"_\"&$AZ$9,データシート3!A:AB,MATCH(\"ea_\"&\"地熱（バイナリー発電）\"&\"_年間発電\",データシート3!$A$1:$AB$1,0),0)/10^3+VLOOKUP(BC202&\"_\"&$AZ$9,データシート3!A:AB,MATCH(\"ea_\"&\"地熱（低温バイナリー発電）\"&\"_年間発電\",データシート3!$A$1:$AB$1,0),0)/10^3","v":{"$error":"#N/A"}},{"$error":"#N/A"},{"$f":"(VLOOKUP($BC202&\"_\"&$AZ$8,データシート3!$A:$AN,MATCH(\"da_合計\",データシート3!$A$1:$AN$1,0),0))/10^3","v":{"$error":"#N/A"}},{"$error":"#N/A"},{"$error":"#N/A"},{"$error":"#N/A"}]
[{"$nulls":49},{"$f":"比較地域マスタ!AD138","v":0},{"$f":"IF(IFERROR(比較地域マスタ!$AE138,\"\")=0,\"\",IFERROR(比較地域マスタ!$AE138,\"\"))","v":""},null,132,2,0,"",{"$f":"VLOOKUP(BC203&\"_\"&$AZ$9,データシート3!A:AB,MATCH(\"ea_\"&\"太陽光（建物系）\"&\"_年間発電\",データシート3!$A$1:$AB$1,0),0)/10^3+VLOOKUP(BC203&\"_\"&$AZ$9,データシート3!A:AB,MATCH(\"ea_\"&\"太陽光（土地系）\"&\"_年間発電\",データシート3!$A$1:$AB$1,0),0)/10^3","v":{"$error":"#N/A"}},{"$f":"VLOOKUP(BC203&\"_\"&$AZ$9,データシート3!A:AB,MATCH(\"ea_\"&\"風力（陸上）\"&\"_年間発電\",データシート3!$A$1:$AB$1,0),0)/10^3","v":{"$error":"#N/A"}},{"$f":"VLOOKUP(BC203&\"_\"&$AZ$9,データシート3!A:AB,MATCH(\"ea_\"&\"中小水（河川）\"&\"_年間発電\",データシート3!$A$1:$AB$1,0),0)/10^3+VLOOKUP(BC203&\"_\"&$AZ$9,データシート3!A:AB,MATCH(\"ea_\"&\"中小水（農業用水路）\"&\"_年間発電\",データシート3!$A$1:$AB$1,0),0)/10^3","v":{"$error":"#N/A"}},{"$f":"VLOOKUP(BC203&\"_\"&$AZ$9,データシート3!A:AB,MATCH(\"ea_\"&\"地熱（蒸気フラッシュ発電）\"&\"_年間発電\",データシート3!$A$1:$AB$1,0),0)/10^3+VLOOKUP(BC203&\"_\"&$AZ$9,データシート3!A:AB,MATCH(\"ea_\"&\"地熱（バイナリー発電）\"&\"_年間発電\",データシート3!$A$1:$AB$1,0),0)/10^3+VLOOKUP(BC203&\"_\"&$AZ$9,データシート3!A:AB,MATCH(\"ea_\"&\"地熱（低温バイナリー発電）\"&\"_年間発電\",データシート3!$A$1:$AB$1,0),0)/10^3","v":{"$error":"#N/A"}},{"$error":"#N/A"},{"$f":"(VLOOKUP($BC203&\"_\"&$AZ$8,データシート3!$A:$AN,MATCH(\"da_合計\",データシート3!$A$1:$AN$1,0),0))/10^3","v":{"$error":"#N/A"}},{"$error":"#N/A"},{"$error":"#N/A"},{"$error":"#N/A"}]
[{"$nulls":49},{"$f":"比較地域マスタ!AD139","v":0},{"$f":"IF(IFERROR(比較地域マスタ!$AE139,\"\")=0,\"\",IFERROR(比較地域マスタ!$AE139,\"\"))","v":""},null,133,2,0,"",{"$f":"VLOOKUP(BC204&\"_\"&$AZ$9,データシート3!A:AB,MATCH(\"ea_\"&\"太陽光（建物系）\"&\"_年間発電\",データシート3!$A$1:$AB$1,0),0)/10^3+VLOOKUP(BC204&\"_\"&$AZ$9,データシート3!A:AB,MATCH(\"ea_\"&\"太陽光（土地系）\"&\"_年間発電\",データシート3!$A$1:$AB$1,0),0)/10^3","v":{"$error":"#N/A"}},{"$f":"VLOOKUP(BC204&\"_\"&$AZ$9,データシート3!A:AB,MATCH(\"ea_\"&\"風力（陸上）\"&\"_年間発電\",データシート3!$A$1:$AB$1,0),0)/10^3","v":{"$error":"#N/A"}},{"$f":"VLOOKUP(BC204&\"_\"&$AZ$9,データシート3!A:AB,MATCH(\"ea_\"&\"中小水（河川）\"&\"_年間発電\",データシート3!$A$1:$AB$1,0),0)/10^3+VLOOKUP(BC204&\"_\"&$AZ$9,データシート3!A:AB,MATCH(\"ea_\"&\"中小水（農業用水路）\"&\"_年間発電\",データシート3!$A$1:$AB$1,0),0)/10^3","v":{"$error":"#N/A"}},{"$f":"VLOOKUP(BC204&\"_\"&$AZ$9,データシート3!A:AB,MATCH(\"ea_\"&\"地熱（蒸気フラッシュ発電）\"&\"_年間発電\",データシート3!$A$1:$AB$1,0),0)/10^3+VLOOKUP(BC204&\"_\"&$AZ$9,データシート3!A:AB,MATCH(\"ea_\"&\"地熱（バイナリー発電）\"&\"_年間発電\",データシート3!$A$1:$AB$1,0),0)/10^3+VLOOKUP(BC204&\"_\"&$AZ$9,データシート3!A:AB,MATCH(\"ea_\"&\"地熱（低温バイナリー発電）\"&\"_年間発電\",データシート3!$A$1:$AB$1,0),0)/10^3","v":{"$error":"#N/A"}},{"$error":"#N/A"},{"$f":"(VLOOKUP($BC204&\"_\"&$AZ$8,データシート3!$A:$AN,MATCH(\"da_合計\",データシート3!$A$1:$AN$1,0),0))/10^3","v":{"$error":"#N/A"}},{"$error":"#N/A"},{"$error":"#N/A"},{"$error":"#N/A"}]
[{"$nulls":49},{"$f":"比較地域マスタ!AD140","v":0},{"$f":"IF(IFERROR(比較地域マスタ!$AE140,\"\")=0,\"\",IFERROR(比較地域マスタ!$AE140,\"\"))","v":""},null,134,2,0,"",{"$f":"VLOOKUP(BC205&\"_\"&$AZ$9,データシート3!A:AB,MATCH(\"ea_\"&\"太陽光（建物系）\"&\"_年間発電\",データシート3!$A$1:$AB$1,0),0)/10^3+VLOOKUP(BC205&\"_\"&$AZ$9,データシート3!A:AB,MATCH(\"ea_\"&\"太陽光（土地系）\"&\"_年間発電\",データシート3!$A$1:$AB$1,0),0)/10^3","v":{"$error":"#N/A"}},{"$f":"VLOOKUP(BC205&\"_\"&$AZ$9,データシート3!A:AB,MATCH(\"ea_\"&\"風力（陸上）\"&\"_年間発電\",データシート3!$A$1:$AB$1,0),0)/10^3","v":{"$error":"#N/A"}},{"$f":"VLOOKUP(BC205&\"_\"&$AZ$9,データシート3!A:AB,MATCH(\"ea_\"&\"中小水（河川）\"&\"_年間発電\",データシート3!$A$1:$AB$1,0),0)/10^3+VLOOKUP(BC205&\"_\"&$AZ$9,データシート3!A:AB,MATCH(\"ea_\"&\"中小水（農業用水路）\"&\"_年間発電\",データシート3!$A$1:$AB$1,0),0)/10^3","v":{"$error":"#N/A"}},{"$f":"VLOOKUP(BC205&\"_\"&$AZ$9,データシート3!A:AB,MATCH(\"ea_\"&\"地熱（蒸気フラッシュ発電）\"&\"_年間発電\",データシート3!$A$1:$AB$1,0),0)/10^3+VLOOKUP(BC205&\"_\"&$AZ$9,データシート3!A:AB,MATCH(\"ea_\"&\"地熱（バイナリー発電）\"&\"_年間発電\",データシート3!$A$1:$AB$1,0),0)/10^3+VLOOKUP(BC205&\"_\"&$AZ$9,データシート3!A:AB,MATCH(\"ea_\"&\"地熱（低温バイナリー発電）\"&\"_年間発電\",データシート3!$A$1:$AB$1,0),0)/10^3","v":{"$error":"#N/A"}},{"$error":"#N/A"},{"$f":"(VLOOKUP($BC205&\"_\"&$AZ$8,データシート3!$A:$AN,MATCH(\"da_合計\",データシート3!$A$1:$AN$1,0),0))/10^3","v":{"$error":"#N/A"}},{"$error":"#N/A"},{"$error":"#N/A"},{"$error":"#N/A"}]
[{"$nulls":49},{"$f":"比較地域マスタ!AD141","v":0},{"$f":"IF(IFERROR(比較地域マスタ!$AE141,\"\")=0,\"\",IFERROR(比較地域マスタ!$AE141,\"\"))","v":""},null,135,2,0,"",{"$f":"VLOOKUP(BC206&\"_\"&$AZ$9,データシート3!A:AB,MATCH(\"ea_\"&\"太陽光（建物系）\"&\"_年間発電\",データシート3!$A$1:$AB$1,0),0)/10^3+VLOOKUP(BC206&\"_\"&$AZ$9,データシート3!A:AB,MATCH(\"ea_\"&\"太陽光（土地系）\"&\"_年間発電\",データシート3!$A$1:$AB$1,0),0)/10^3","v":{"$error":"#N/A"}},{"$f":"VLOOKUP(BC206&\"_\"&$AZ$9,データシート3!A:AB,MATCH(\"ea_\"&\"風力（陸上）\"&\"_年間発電\",データシート3!$A$1:$AB$1,0),0)/10^3","v":{"$error":"#N/A"}},{"$f":"VLOOKUP(BC206&\"_\"&$AZ$9,データシート3!A:AB,MATCH(\"ea_\"&\"中小水（河川）\"&\"_年間発電\",データシート3!$A$1:$AB$1,0),0)/10^3+VLOOKUP(BC206&\"_\"&$AZ$9,データシート3!A:AB,MATCH(\"ea_\"&\"中小水（農業用水路）\"&\"_年間発電\",データシート3!$A$1:$AB$1,0),0)/10^3","v":{"$error":"#N/A"}},{"$f":"VLOOKUP(BC206&\"_\"&$AZ$9,データシート3!A:AB,MATCH(\"ea_\"&\"地熱（蒸気フラッシュ発電）\"&\"_年間発電\",データシート3!$A$1:$AB$1,0),0)/10^3+VLOOKUP(BC206&\"_\"&$AZ$9,データシート3!A:AB,MATCH(\"ea_\"&\"地熱（バイナリー発電）\"&\"_年間発電\",データシート3!$A$1:$AB$1,0),0)/10^3+VLOOKUP(BC206&\"_\"&$AZ$9,データシート3!A:AB,MATCH(\"ea_\"&\"地熱（低温バイナリー発電）\"&\"_年間発電\",データシート3!$A$1:$AB$1,0),0)/10^3","v":{"$error":"#N/A"}},{"$error":"#N/A"},{"$f":"(VLOOKUP($BC206&\"_\"&$AZ$8,データシート3!$A:$AN,MATCH(\"da_合計\",データシート3!$A$1:$AN$1,0),0))/10^3","v":{"$error":"#N/A"}},{"$error":"#N/A"},{"$error":"#N/A"},{"$error":"#N/A"}]
[{"$nulls":49},{"$f":"比較地域マスタ!AD142","v":0},{"$f":"IF(IFERROR(比較地域マスタ!$AE142,\"\")=0,\"\",IFERROR(比較地域マスタ!$AE142,\"\"))","v":""},null,136,2,0,"",{"$f":"VLOOKUP(BC207&\"_\"&$AZ$9,データシート3!A:AB,MATCH(\"ea_\"&\"太陽光（建物系）\"&\"_年間発電\",データシート3!$A$1:$AB$1,0),0)/10^3+VLOOKUP(BC207&\"_\"&$AZ$9,データシート3!A:AB,MATCH(\"ea_\"&\"太陽光（土地系）\"&\"_年間発電\",データシート3!$A$1:$AB$1,0),0)/10^3","v":{"$error":"#N/A"}},{"$f":"VLOOKUP(BC207&\"_\"&$AZ$9,データシート3!A:AB,MATCH(\"ea_\"&\"風力（陸上）\"&\"_年間発電\",データシート3!$A$1:$AB$1,0),0)/10^3","v":{"$error":"#N/A"}},{"$f":"VLOOKUP(BC207&\"_\"&$AZ$9,データシート3!A:AB,MATCH(\"ea_\"&\"中小水（河川）\"&\"_年間発電\",データシート3!$A$1:$AB$1,0),0)/10^3+VLOOKUP(BC207&\"_\"&$AZ$9,データシート3!A:AB,MATCH(\"ea_\"&\"中小水（農業用水路）\"&\"_年間発電\",データシート3!$A$1:$AB$1,0),0)/10^3","v":{"$error":"#N/A"}},{"$f":"VLOOKUP(BC207&\"_\"&$AZ$9,データシート3!A:AB,MATCH(\"ea_\"&\"地熱（蒸気フラッシュ発電）\"&\"_年間発電\",データシート3!$A$1:$AB$1,0),0)/10^3+VLOOKUP(BC207&\"_\"&$AZ$9,データシート3!A:AB,MATCH(\"ea_\"&\"地熱（バイナリー発電）\"&\"_年間発電\",データシート3!$A$1:$AB$1,0),0)/10^3+VLOOKUP(BC207&\"_\"&$AZ$9,データシート3!A:AB,MATCH(\"ea_\"&\"地熱（低温バイナリー発電）\"&\"_年間発電\",データシート3!$A$1:$AB$1,0),0)/10^3","v":{"$error":"#N/A"}},{"$error":"#N/A"},{"$f":"(VLOOKUP($BC207&\"_\"&$AZ$8,データシート3!$A:$AN,MATCH(\"da_合計\",データシート3!$A$1:$AN$1,0),0))/10^3","v":{"$error":"#N/A"}},{"$error":"#N/A"},{"$error":"#N/A"},{"$error":"#N/A"}]
[{"$nulls":49},{"$f":"比較地域マスタ!AD143","v":0},{"$f":"IF(IFERROR(比較地域マスタ!$AE143,\"\")=0,\"\",IFERROR(比較地域マスタ!$AE143,\"\"))","v":""},null,137,2,0,"",{"$f":"VLOOKUP(BC208&\"_\"&$AZ$9,データシート3!A:AB,MATCH(\"ea_\"&\"太陽光（建物系）\"&\"_年間発電\",データシート3!$A$1:$AB$1,0),0)/10^3+VLOOKUP(BC208&\"_\"&$AZ$9,データシート3!A:AB,MATCH(\"ea_\"&\"太陽光（土地系）\"&\"_年間発電\",データシート3!$A$1:$AB$1,0),0)/10^3","v":{"$error":"#N/A"}},{"$f":"VLOOKUP(BC208&\"_\"&$AZ$9,データシート3!A:AB,MATCH(\"ea_\"&\"風力（陸上）\"&\"_年間発電\",データシート3!$A$1:$AB$1,0),0)/10^3","v":{"$error":"#N/A"}},{"$f":"VLOOKUP(BC208&\"_\"&$AZ$9,データシート3!A:AB,MATCH(\"ea_\"&\"中小水（河川）\"&\"_年間発電\",データシート3!$A$1:$AB$1,0),0)/10^3+VLOOKUP(BC208&\"_\"&$AZ$9,データシート3!A:AB,MATCH(\"ea_\"&\"中小水（農業用水路）\"&\"_年間発電\",データシート3!$A$1:$AB$1,0),0)/10^3","v":{"$error":"#N/A"}},{"$f":"VLOOKUP(BC208&\"_\"&$AZ$9,データシート3!A:AB,MATCH(\"ea_\"&\"地熱（蒸気フラッシュ発電）\"&\"_年間発電\",データシート3!$A$1:$AB$1,0),0)/10^3+VLOOKUP(BC208&\"_\"&$AZ$9,データシート3!A:AB,MATCH(\"ea_\"&\"地熱（バイナリー発電）\"&\"_年間発電\",データシート3!$A$1:$AB$1,0),0)/10^3+VLOOKUP(BC208&\"_\"&$AZ$9,データシート3!A:AB,MATCH(\"ea_\"&\"地熱（低温バイナリー発電）\"&\"_年間発電\",データシート3!$A$1:$AB$1,0),0)/10^3","v":{"$error":"#N/A"}},{"$error":"#N/A"},{"$f":"(VLOOKUP($BC208&\"_\"&$AZ$8,データシート3!$A:$AN,MATCH(\"da_合計\",データシート3!$A$1:$AN$1,0),0))/10^3","v":{"$error":"#N/A"}},{"$error":"#N/A"},{"$error":"#N/A"},{"$error":"#N/A"}]
[{"$nulls":49},{"$f":"比較地域マスタ!AD144","v":0},{"$f":"IF(IFERROR(比較地域マスタ!$AE144,\"\")=0,\"\",IFERROR(比較地域マスタ!$AE144,\"\"))","v":""},null,138,2,0,"",{"$f":"VLOOKUP(BC209&\"_\"&$AZ$9,データシート3!A:AB,MATCH(\"ea_\"&\"太陽光（建物系）\"&\"_年間発電\",データシート3!$A$1:$AB$1,0),0)/10^3+VLOOKUP(BC209&\"_\"&$AZ$9,データシート3!A:AB,MATCH(\"ea_\"&\"太陽光（土地系）\"&\"_年間発電\",データシート3!$A$1:$AB$1,0),0)/10^3","v":{"$error":"#N/A"}},{"$f":"VLOOKUP(BC209&\"_\"&$AZ$9,データシート3!A:AB,MATCH(\"ea_\"&\"風力（陸上）\"&\"_年間発電\",データシート3!$A$1:$AB$1,0),0)/10^3","v":{"$error":"#N/A"}},{"$f":"VLOOKUP(BC209&\"_\"&$AZ$9,データシート3!A:AB,MATCH(\"ea_\"&\"中小水（河川）\"&\"_年間発電\",データシート3!$A$1:$AB$1,0),0)/10^3+VLOOKUP(BC209&\"_\"&$AZ$9,データシート3!A:AB,MATCH(\"ea_\"&\"中小水（農業用水路）\"&\"_年間発電\",データシート3!$A$1:$AB$1,0),0)/10^3","v":{"$error":"#N/A"}},{"$f":"VLOOKUP(BC209&\"_\"&$AZ$9,データシート3!A:AB,MATCH(\"ea_\"&\"地熱（蒸気フラッシュ発電）\"&\"_年間発電\",データシート3!$A$1:$AB$1,0),0)/10^3+VLOOKUP(BC209&\"_\"&$AZ$9,データシート3!A:AB,MATCH(\"ea_\"&\"地熱（バイナリー発電）\"&\"_年間発電\",データシート3!$A$1:$AB$1,0),0)/10^3+VLOOKUP(BC209&\"_\"&$AZ$9,データシート3!A:AB,MATCH(\"ea_\"&\"地熱（低温バイナリー発電）\"&\"_年間発電\",データシート3!$A$1:$AB$1,0),0)/10^3","v":{"$error":"#N/A"}},{"$error":"#N/A"},{"$f":"(VLOOKUP($BC209&\"_\"&$AZ$8,データシート3!$A:$AN,MATCH(\"da_合計\",データシート3!$A$1:$AN$1,0),0))/10^3","v":{"$error":"#N/A"}},{"$error":"#N/A"},{"$error":"#N/A"},{"$error":"#N/A"}]
[{"$nulls":49},{"$f":"比較地域マスタ!AD145","v":0},{"$f":"IF(IFERROR(比較地域マスタ!$AE145,\"\")=0,\"\",IFERROR(比較地域マスタ!$AE145,\"\"))","v":""},null,139,2,0,"",{"$f":"VLOOKUP(BC210&\"_\"&$AZ$9,データシート3!A:AB,MATCH(\"ea_\"&\"太陽光（建物系）\"&\"_年間発電\",データシート3!$A$1:$AB$1,0),0)/10^3+VLOOKUP(BC210&\"_\"&$AZ$9,データシート3!A:AB,MATCH(\"ea_\"&\"太陽光（土地系）\"&\"_年間発電\",データシート3!$A$1:$AB$1,0),0)/10^3","v":{"$error":"#N/A"}},{"$f":"VLOOKUP(BC210&\"_\"&$AZ$9,データシート3!A:AB,MATCH(\"ea_\"&\"風力（陸上）\"&\"_年間発電\",データシート3!$A$1:$AB$1,0),0)/10^3","v":{"$error":"#N/A"}},{"$f":"VLOOKUP(BC210&\"_\"&$AZ$9,データシート3!A:AB,MATCH(\"ea_\"&\"中小水（河川）\"&\"_年間発電\",データシート3!$A$1:$AB$1,0),0)/10^3+VLOOKUP(BC210&\"_\"&$AZ$9,データシート3!A:AB,MATCH(\"ea_\"&\"中小水（農業用水路）\"&\"_年間発電\",データシート3!$A$1:$AB$1,0),0)/10^3","v":{"$error":"#N/A"}},{"$f":"VLOOKUP(BC210&\"_\"&$AZ$9,データシート3!A:AB,MATCH(\"ea_\"&\"地熱（蒸気フラッシュ発電）\"&\"_年間発電\",データシート3!$A$1:$AB$1,0),0)/10^3+VLOOKUP(BC210&\"_\"&$AZ$9,データシート3!A:AB,MATCH(\"ea_\"&\"地熱（バイナリー発電）\"&\"_年間発電\",データシート3!$A$1:$AB$1,0),0)/10^3+VLOOKUP(BC210&\"_\"&$AZ$9,データシート3!A:AB,MATCH(\"ea_\"&\"地熱（低温バイナリー発電）\"&\"_年間発電\",データシート3!$A$1:$AB$1,0),0)/10^3","v":{"$error":"#N/A"}},{"$error":"#N/A"},{"$f":"(VLOOKUP($BC210&\"_\"&$AZ$8,データシート3!$A:$AN,MATCH(\"da_合計\",データシート3!$A$1:$AN$1,0),0))/10^3","v":{"$error":"#N/A"}},{"$error":"#N/A"},{"$error":"#N/A"},{"$error":"#N/A"}]
[{"$nulls":49},{"$f":"比較地域マスタ!AD146","v":0},{"$f":"IF(IFERROR(比較地域マスタ!$AE146,\"\")=0,\"\",IFERROR(比較地域マスタ!$AE146,\"\"))","v":""},null,140,2,0,"",{"$f":"VLOOKUP(BC211&\"_\"&$AZ$9,データシート3!A:AB,MATCH(\"ea_\"&\"太陽光（建物系）\"&\"_年間発電\",データシート3!$A$1:$AB$1,0),0)/10^3+VLOOKUP(BC211&\"_\"&$AZ$9,データシート3!A:AB,MATCH(\"ea_\"&\"太陽光（土地系）\"&\"_年間発電\",データシート3!$A$1:$AB$1,0),0)/10^3","v":{"$error":"#N/A"}},{"$f":"VLOOKUP(BC211&\"_\"&$AZ$9,データシート3!A:AB,MATCH(\"ea_\"&\"風力（陸上）\"&\"_年間発電\",データシート3!$A$1:$AB$1,0),0)/10^3","v":{"$error":"#N/A"}},{"$f":"VLOOKUP(BC211&\"_\"&$AZ$9,データシート3!A:AB,MATCH(\"ea_\"&\"中小水（河川）\"&\"_年間発電\",データシート3!$A$1:$AB$1,0),0)/10^3+VLOOKUP(BC211&\"_\"&$AZ$9,データシート3!A:AB,MATCH(\"ea_\"&\"中小水（農業用水路）\"&\"_年間発電\",データシート3!$A$1:$AB$1,0),0)/10^3","v":{"$error":"#N/A"}},{"$f":"VLOOKUP(BC211&\"_\"&$AZ$9,データシート3!A:AB,MATCH(\"ea_\"&\"地熱（蒸気フラッシュ発電）\"&\"_年間発電\",データシート3!$A$1:$AB$1,0),0)/10^3+VLOOKUP(BC211&\"_\"&$AZ$9,データシート3!A:AB,MATCH(\"ea_\"&\"地熱（バイナリー発電）\"&\"_年間発電\",データシート3!$A$1:$AB$1,0),0)/10^3+VLOOKUP(BC211&\"_\"&$AZ$9,データシート3!A:AB,MATCH(\"ea_\"&\"地熱（低温バイナリー発電）\"&\"_年間発電\",データシート3!$A$1:$AB$1,0),0)/10^3","v":{"$error":"#N/A"}},{"$error":"#N/A"},{"$f":"(VLOOKUP($BC211&\"_\"&$AZ$8,データシート3!$A:$AN,MATCH(\"da_合計\",データシート3!$A$1:$AN$1,0),0))/10^3","v":{"$error":"#N/A"}},{"$error":"#N/A"},{"$error":"#N/A"},{"$error":"#N/A"}]
[{"$nulls":49},{"$f":"比較地域マスタ!AD147","v":0},{"$f":"IF(IFERROR(比較地域マスタ!$AE147,\"\")=0,\"\",IFERROR(比較地域マスタ!$AE147,\"\"))","v":""},null,141,2,0,"",{"$f":"VLOOKUP(BC212&\"_\"&$AZ$9,データシート3!A:AB,MATCH(\"ea_\"&\"太陽光（建物系）\"&\"_年間発電\",データシート3!$A$1:$AB$1,0),0)/10^3+VLOOKUP(BC212&\"_\"&$AZ$9,データシート3!A:AB,MATCH(\"ea_\"&\"太陽光（土地系）\"&\"_年間発電\",データシート3!$A$1:$AB$1,0),0)/10^3","v":{"$error":"#N/A"}},{"$f":"VLOOKUP(BC212&\"_\"&$AZ$9,データシート3!A:AB,MATCH(\"ea_\"&\"風力（陸上）\"&\"_年間発電\",データシート3!$A$1:$AB$1,0),0)/10^3","v":{"$error":"#N/A"}},{"$f":"VLOOKUP(BC212&\"_\"&$AZ$9,データシート3!A:AB,MATCH(\"ea_\"&\"中小水（河川）\"&\"_年間発電\",データシート3!$A$1:$AB$1,0),0)/10^3+VLOOKUP(BC212&\"_\"&$AZ$9,データシート3!A:AB,MATCH(\"ea_\"&\"中小水（農業用水路）\"&\"_年間発電\",データシート3!$A$1:$AB$1,0),0)/10^3","v":{"$error":"#N/A"}},{"$f":"VLOOKUP(BC212&\"_\"&$AZ$9,データシート3!A:AB,MATCH(\"ea_\"&\"地熱（蒸気フラッシュ発電）\"&\"_年間発電\",データシート3!$A$1:$AB$1,0),0)/10^3+VLOOKUP(BC212&\"_\"&$AZ$9,データシート3!A:AB,MATCH(\"ea_\"&\"地熱（バイナリー発電）\"&\"_年間発電\",データシート3!$A$1:$AB$1,0),0)/10^3+VLOOKUP(BC212&\"_\"&$AZ$9,データシート3!A:AB,MATCH(\"ea_\"&\"地熱（低温バイナリー発電）\"&\"_年間発電\",データシート3!$A$1:$AB$1,0),0)/10^3","v":{"$error":"#N/A"}},{"$error":"#N/A"},{"$f":"(VLOOKUP($BC212&\"_\"&$AZ$8,データシート3!$A:$AN,MATCH(\"da_合計\",データシート3!$A$1:$AN$1,0),0))/10^3","v":{"$error":"#N/A"}},{"$error":"#N/A"},{"$error":"#N/A"},{"$error":"#N/A"}]
[{"$nulls":49},{"$f":"比較地域マスタ!AD148","v":0},{"$f":"IF(IFERROR(比較地域マスタ!$AE148,\"\")=0,\"\",IFERROR(比較地域マスタ!$AE148,\"\"))","v":""},null,142,2,0,"",{"$f":"VLOOKUP(BC213&\"_\"&$AZ$9,データシート3!A:AB,MATCH(\"ea_\"&\"太陽光（建物系）\"&\"_年間発電\",データシート3!$A$1:$AB$1,0),0)/10^3+VLOOKUP(BC213&\"_\"&$AZ$9,データシート3!A:AB,MATCH(\"ea_\"&\"太陽光（土地系）\"&\"_年間発電\",データシート3!$A$1:$AB$1,0),0)/10^3","v":{"$error":"#N/A"}},{"$f":"VLOOKUP(BC213&\"_\"&$AZ$9,データシート3!A:AB,MATCH(\"ea_\"&\"風力（陸上）\"&\"_年間発電\",データシート3!$A$1:$AB$1,0),0)/10^3","v":{"$error":"#N/A"}},{"$f":"VLOOKUP(BC213&\"_\"&$AZ$9,データシート3!A:AB,MATCH(\"ea_\"&\"中小水（河川）\"&\"_年間発電\",データシート3!$A$1:$AB$1,0),0)/10^3+VLOOKUP(BC213&\"_\"&$AZ$9,データシート3!A:AB,MATCH(\"ea_\"&\"中小水（農業用水路）\"&\"_年間発電\",データシート3!$A$1:$AB$1,0),0)/10^3","v":{"$error":"#N/A"}},{"$f":"VLOOKUP(BC213&\"_\"&$AZ$9,データシート3!A:AB,MATCH(\"ea_\"&\"地熱（蒸気フラッシュ発電）\"&\"_年間発電\",データシート3!$A$1:$AB$1,0),0)/10^3+VLOOKUP(BC213&\"_\"&$AZ$9,データシート3!A:AB,MATCH(\"ea_\"&\"地熱（バイナリー発電）\"&\"_年間発電\",データシート3!$A$1:$AB$1,0),0)/10^3+VLOOKUP(BC213&\"_\"&$AZ$9,データシート3!A:AB,MATCH(\"ea_\"&\"地熱（低温バイナリー発電）\"&\"_年間発電\",データシート3!$A$1:$AB$1,0),0)/10^3","v":{"$error":"#N/A"}},{"$error":"#N/A"},{"$f":"(VLOOKUP($BC213&\"_\"&$AZ$8,データシート3!$A:$AN,MATCH(\"da_合計\",データシート3!$A$1:$AN$1,0),0))/10^3","v":{"$error":"#N/A"}},{"$error":"#N/A"},{"$error":"#N/A"},{"$error":"#N/A"}]
[{"$nulls":49},{"$f":"比較地域マスタ!AD149","v":0},{"$f":"IF(IFERROR(比較地域マスタ!$AE149,\"\")=0,\"\",IFERROR(比較地域マスタ!$AE149,\"\"))","v":""},null,143,2,0,"",{"$f":"VLOOKUP(BC214&\"_\"&$AZ$9,データシート3!A:AB,MATCH(\"ea_\"&\"太陽光（建物系）\"&\"_年間発電\",データシート3!$A$1:$AB$1,0),0)/10^3+VLOOKUP(BC214&\"_\"&$AZ$9,データシート3!A:AB,MATCH(\"ea_\"&\"太陽光（土地系）\"&\"_年間発電\",データシート3!$A$1:$AB$1,0),0)/10^3","v":{"$error":"#N/A"}},{"$f":"VLOOKUP(BC214&\"_\"&$AZ$9,データシート3!A:AB,MATCH(\"ea_\"&\"風力（陸上）\"&\"_年間発電\",データシート3!$A$1:$AB$1,0),0)/10^3","v":{"$error":"#N/A"}},{"$f":"VLOOKUP(BC214&\"_\"&$AZ$9,データシート3!A:AB,MATCH(\"ea_\"&\"中小水（河川）\"&\"_年間発電\",データシート3!$A$1:$AB$1,0),0)/10^3+VLOOKUP(BC214&\"_\"&$AZ$9,データシート3!A:AB,MATCH(\"ea_\"&\"中小水（農業用水路）\"&\"_年間発電\",データシート3!$A$1:$AB$1,0),0)/10^3","v":{"$error":"#N/A"}},{"$f":"VLOOKUP(BC214&\"_\"&$AZ$9,データシート3!A:AB,MATCH(\"ea_\"&\"地熱（蒸気フラッシュ発電）\"&\"_年間発電\",データシート3!$A$1:$AB$1,0),0)/10^3+VLOOKUP(BC214&\"_\"&$AZ$9,データシート3!A:AB,MATCH(\"ea_\"&\"地熱（バイナリー発電）\"&\"_年間発電\",データシート3!$A$1:$AB$1,0),0)/10^3+VLOOKUP(BC214&\"_\"&$AZ$9,データシート3!A:AB,MATCH(\"ea_\"&\"地熱（低温バイナリー発電）\"&\"_年間発電\",データシート3!$A$1:$AB$1,0),0)/10^3","v":{"$error":"#N/A"}},{"$error":"#N/A"},{"$f":"(VLOOKUP($BC214&\"_\"&$AZ$8,データシート3!$A:$AN,MATCH(\"da_合計\",データシート3!$A$1:$AN$1,0),0))/10^3","v":{"$error":"#N/A"}},{"$error":"#N/A"},{"$error":"#N/A"},{"$error":"#N/A"}]
[{"$nulls":49},{"$f":"比較地域マスタ!AD150","v":0},{"$f":"IF(IFERROR(比較地域マスタ!$AE150,\"\")=0,\"\",IFERROR(比較地域マスタ!$AE150,\"\"))","v":""},null,144,2,0,"",{"$f":"VLOOKUP(BC215&\"_\"&$AZ$9,データシート3!A:AB,MATCH(\"ea_\"&\"太陽光（建物系）\"&\"_年間発電\",データシート3!$A$1:$AB$1,0),0)/10^3+VLOOKUP(BC215&\"_\"&$AZ$9,データシート3!A:AB,MATCH(\"ea_\"&\"太陽光（土地系）\"&\"_年間発電\",データシート3!$A$1:$AB$1,0),0)/10^3","v":{"$error":"#N/A"}},{"$f":"VLOOKUP(BC215&\"_\"&$AZ$9,データシート3!A:AB,MATCH(\"ea_\"&\"風力（陸上）\"&\"_年間発電\",データシート3!$A$1:$AB$1,0),0)/10^3","v":{"$error":"#N/A"}},{"$f":"VLOOKUP(BC215&\"_\"&$AZ$9,データシート3!A:AB,MATCH(\"ea_\"&\"中小水（河川）\"&\"_年間発電\",データシート3!$A$1:$AB$1,0),0)/10^3+VLOOKUP(BC215&\"_\"&$AZ$9,データシート3!A:AB,MATCH(\"ea_\"&\"中小水（農業用水路）\"&\"_年間発電\",データシート3!$A$1:$AB$1,0),0)/10^3","v":{"$error":"#N/A"}},{"$f":"VLOOKUP(BC215&\"_\"&$AZ$9,データシート3!A:AB,MATCH(\"ea_\"&\"地熱（蒸気フラッシュ発電）\"&\"_年間発電\",データシート3!$A$1:$AB$1,0),0)/10^3+VLOOKUP(BC215&\"_\"&$AZ$9,データシート3!A:AB,MATCH(\"ea_\"&\"地熱（バイナリー発電）\"&\"_年間発電\",データシート3!$A$1:$AB$1,0),0)/10^3+VLOOKUP(BC215&\"_\"&$AZ$9,データシート3!A:AB,MATCH(\"ea_\"&\"地熱（低温バイナリー発電）\"&\"_年間発電\",データシート3!$A$1:$AB$1,0),0)/10^3","v":{"$error":"#N/A"}},{"$error":"#N/A"},{"$f":"(VLOOKUP($BC215&\"_\"&$AZ$8,データシート3!$A:$AN,MATCH(\"da_合計\",データシート3!$A$1:$AN$1,0),0))/10^3","v":{"$error":"#N/A"}},{"$error":"#N/A"},{"$error":"#N/A"},{"$error":"#N/A"}]
[{"$nulls":49},{"$f":"比較地域マスタ!AD151","v":0},{"$f":"IF(IFERROR(比較地域マスタ!$AE151,\"\")=0,\"\",IFERROR(比較地域マスタ!$AE151,\"\"))","v":""},null,145,2,0,"",{"$f":"VLOOKUP(BC216&\"_\"&$AZ$9,データシート3!A:AB,MATCH(\"ea_\"&\"太陽光（建物系）\"&\"_年間発電\",データシート3!$A$1:$AB$1,0),0)/10^3+VLOOKUP(BC216&\"_\"&$AZ$9,データシート3!A:AB,MATCH(\"ea_\"&\"太陽光（土地系）\"&\"_年間発電\",データシート3!$A$1:$AB$1,0),0)/10^3","v":{"$error":"#N/A"}},{"$f":"VLOOKUP(BC216&\"_\"&$AZ$9,データシート3!A:AB,MATCH(\"ea_\"&\"風力（陸上）\"&\"_年間発電\",データシート3!$A$1:$AB$1,0),0)/10^3","v":{"$error":"#N/A"}},{"$f":"VLOOKUP(BC216&\"_\"&$AZ$9,データシート3!A:AB,MATCH(\"ea_\"&\"中小水（河川）\"&\"_年間発電\",データシート3!$A$1:$AB$1,0),0)/10^3+VLOOKUP(BC216&\"_\"&$AZ$9,データシート3!A:AB,MATCH(\"ea_\"&\"中小水（農業用水路）\"&\"_年間発電\",データシート3!$A$1:$AB$1,0),0)/10^3","v":{"$error":"#N/A"}},{"$f":"VLOOKUP(BC216&\"_\"&$AZ$9,データシート3!A:AB,MATCH(\"ea_\"&\"地熱（蒸気フラッシュ発電）\"&\"_年間発電\",データシート3!$A$1:$AB$1,0),0)/10^3+VLOOKUP(BC216&\"_\"&$AZ$9,データシート3!A:AB,MATCH(\"ea_\"&\"地熱（バイナリー発電）\"&\"_年間発電\",データシート3!$A$1:$AB$1,0),0)/10^3+VLOOKUP(BC216&\"_\"&$AZ$9,データシート3!A:AB,MATCH(\"ea_\"&\"地熱（低温バイナリー発電）\"&\"_年間発電\",データシート3!$A$1:$AB$1,0),0)/10^3","v":{"$error":"#N/A"}},{"$error":"#N/A"},{"$f":"(VLOOKUP($BC216&\"_\"&$AZ$8,データシート3!$A:$AN,MATCH(\"da_合計\",データシート3!$A$1:$AN$1,0),0))/10^3","v":{"$error":"#N/A"}},{"$error":"#N/A"},{"$error":"#N/A"},{"$error":"#N/A"}]
[{"$nulls":49},{"$f":"比較地域マスタ!AD152","v":0},{"$f":"IF(IFERROR(比較地域マスタ!$AE152,\"\")=0,\"\",IFERROR(比較地域マスタ!$AE152,\"\"))","v":""},null,146,2,0,"",{"$f":"VLOOKUP(BC217&\"_\"&$AZ$9,データシート3!A:AB,MATCH(\"ea_\"&\"太陽光（建物系）\"&\"_年間発電\",データシート3!$A$1:$AB$1,0),0)/10^3+VLOOKUP(BC217&\"_\"&$AZ$9,データシート3!A:AB,MATCH(\"ea_\"&\"太陽光（土地系）\"&\"_年間発電\",データシート3!$A$1:$AB$1,0),0)/10^3","v":{"$error":"#N/A"}},{"$f":"VLOOKUP(BC217&\"_\"&$AZ$9,データシート3!A:AB,MATCH(\"ea_\"&\"風力（陸上）\"&\"_年間発電\",データシート3!$A$1:$AB$1,0),0)/10^3","v":{"$error":"#N/A"}},{"$f":"VLOOKUP(BC217&\"_\"&$AZ$9,データシート3!A:AB,MATCH(\"ea_\"&\"中小水（河川）\"&\"_年間発電\",データシート3!$A$1:$AB$1,0),0)/10^3+VLOOKUP(BC217&\"_\"&$AZ$9,データシート3!A:AB,MATCH(\"ea_\"&\"中小水（農業用水路）\"&\"_年間発電\",データシート3!$A$1:$AB$1,0),0)/10^3","v":{"$error":"#N/A"}},{"$f":"VLOOKUP(BC217&\"_\"&$AZ$9,データシート3!A:AB,MATCH(\"ea_\"&\"地熱（蒸気フラッシュ発電）\"&\"_年間発電\",データシート3!$A$1:$AB$1,0),0)/10^3+VLOOKUP(BC217&\"_\"&$AZ$9,データシート3!A:AB,MATCH(\"ea_\"&\"地熱（バイナリー発電）\"&\"_年間発電\",データシート3!$A$1:$AB$1,0),0)/10^3+VLOOKUP(BC217&\"_\"&$AZ$9,データシート3!A:AB,MATCH(\"ea_\"&\"地熱（低温バイナリー発電）\"&\"_年間発電\",データシート3!$A$1:$AB$1,0),0)/10^3","v":{"$error":"#N/A"}},{"$error":"#N/A"},{"$f":"(VLOOKUP($BC217&\"_\"&$AZ$8,データシート3!$A:$AN,MATCH(\"da_合計\",データシート3!$A$1:$AN$1,0),0))/10^3","v":{"$error":"#N/A"}},{"$error":"#N/A"},{"$error":"#N/A"},{"$error":"#N/A"}]
[{"$nulls":49},{"$f":"比較地域マスタ!AD153","v":0},{"$f":"IF(IFERROR(比較地域マスタ!$AE153,\"\")=0,\"\",IFERROR(比較地域マスタ!$AE153,\"\"))","v":""},null,147,2,0,"",{"$f":"VLOOKUP(BC218&\"_\"&$AZ$9,データシート3!A:AB,MATCH(\"ea_\"&\"太陽光（建物系）\"&\"_年間発電\",データシート3!$A$1:$AB$1,0),0)/10^3+VLOOKUP(BC218&\"_\"&$AZ$9,データシート3!A:AB,MATCH(\"ea_\"&\"太陽光（土地系）\"&\"_年間発電\",データシート3!$A$1:$AB$1,0),0)/10^3","v":{"$error":"#N/A"}},{"$f":"VLOOKUP(BC218&\"_\"&$AZ$9,データシート3!A:AB,MATCH(\"ea_\"&\"風力（陸上）\"&\"_年間発電\",データシート3!$A$1:$AB$1,0),0)/10^3","v":{"$error":"#N/A"}},{"$f":"VLOOKUP(BC218&\"_\"&$AZ$9,データシート3!A:AB,MATCH(\"ea_\"&\"中小水（河川）\"&\"_年間発電\",データシート3!$A$1:$AB$1,0),0)/10^3+VLOOKUP(BC218&\"_\"&$AZ$9,データシート3!A:AB,MATCH(\"ea_\"&\"中小水（農業用水路）\"&\"_年間発電\",データシート3!$A$1:$AB$1,0),0)/10^3","v":{"$error":"#N/A"}},{"$f":"VLOOKUP(BC218&\"_\"&$AZ$9,データシート3!A:AB,MATCH(\"ea_\"&\"地熱（蒸気フラッシュ発電）\"&\"_年間発電\",データシート3!$A$1:$AB$1,0),0)/10^3+VLOOKUP(BC218&\"_\"&$AZ$9,データシート3!A:AB,MATCH(\"ea_\"&\"地熱（バイナリー発電）\"&\"_年間発電\",データシート3!$A$1:$AB$1,0),0)/10^3+VLOOKUP(BC218&\"_\"&$AZ$9,データシート3!A:AB,MATCH(\"ea_\"&\"地熱（低温バイナリー発電）\"&\"_年間発電\",データシート3!$A$1:$AB$1,0),0)/10^3","v":{"$error":"#N/A"}},{"$error":"#N/A"},{"$f":"(VLOOKUP($BC218&\"_\"&$AZ$8,データシート3!$A:$AN,MATCH(\"da_合計\",データシート3!$A$1:$AN$1,0),0))/10^3","v":{"$error":"#N/A"}},{"$error":"#N/A"},{"$error":"#N/A"},{"$error":"#N/A"}]
[{"$nulls":49},{"$f":"比較地域マスタ!AD154","v":0},{"$f":"IF(IFERROR(比較地域マスタ!$AE154,\"\")=0,\"\",IFERROR(比較地域マスタ!$AE154,\"\"))","v":""},null,148,2,0,"",{"$f":"VLOOKUP(BC219&\"_\"&$AZ$9,データシート3!A:AB,MATCH(\"ea_\"&\"太陽光（建物系）\"&\"_年間発電\",データシート3!$A$1:$AB$1,0),0)/10^3+VLOOKUP(BC219&\"_\"&$AZ$9,データシート3!A:AB,MATCH(\"ea_\"&\"太陽光（土地系）\"&\"_年間発電\",データシート3!$A$1:$AB$1,0),0)/10^3","v":{"$error":"#N/A"}},{"$f":"VLOOKUP(BC219&\"_\"&$AZ$9,データシート3!A:AB,MATCH(\"ea_\"&\"風力（陸上）\"&\"_年間発電\",データシート3!$A$1:$AB$1,0),0)/10^3","v":{"$error":"#N/A"}},{"$f":"VLOOKUP(BC219&\"_\"&$AZ$9,データシート3!A:AB,MATCH(\"ea_\"&\"中小水（河川）\"&\"_年間発電\",データシート3!$A$1:$AB$1,0),0)/10^3+VLOOKUP(BC219&\"_\"&$AZ$9,データシート3!A:AB,MATCH(\"ea_\"&\"中小水（農業用水路）\"&\"_年間発電\",データシート3!$A$1:$AB$1,0),0)/10^3","v":{"$error":"#N/A"}},{"$f":"VLOOKUP(BC219&\"_\"&$AZ$9,データシート3!A:AB,MATCH(\"ea_\"&\"地熱（蒸気フラッシュ発電）\"&\"_年間発電\",データシート3!$A$1:$AB$1,0),0)/10^3+VLOOKUP(BC219&\"_\"&$AZ$9,データシート3!A:AB,MATCH(\"ea_\"&\"地熱（バイナリー発電）\"&\"_年間発電\",データシート3!$A$1:$AB$1,0),0)/10^3+VLOOKUP(BC219&\"_\"&$AZ$9,データシート3!A:AB,MATCH(\"ea_\"&\"地熱（低温バイナリー発電）\"&\"_年間発電\",データシート3!$A$1:$AB$1,0),0)/10^3","v":{"$error":"#N/A"}},{"$error":"#N/A"},{"$f":"(VLOOKUP($BC219&\"_\"&$AZ$8,データシート3!$A:$AN,MATCH(\"da_合計\",データシート3!$A$1:$AN$1,0),0))/10^3","v":{"$error":"#N/A"}},{"$error":"#N/A"},{"$error":"#N/A"},{"$error":"#N/A"}]
[{"$nulls":49},{"$f":"比較地域マスタ!AD155","v":0},{"$f":"IF(IFERROR(比較地域マスタ!$AE155,\"\")=0,\"\",IFERROR(比較地域マスタ!$AE155,\"\"))","v":""},null,149,2,0,"",{"$f":"VLOOKUP(BC220&\"_\"&$AZ$9,データシート3!A:AB,MATCH(\"ea_\"&\"太陽光（建物系）\"&\"_年間発電\",データシート3!$A$1:$AB$1,0),0)/10^3+VLOOKUP(BC220&\"_\"&$AZ$9,データシート3!A:AB,MATCH(\"ea_\"&\"太陽光（土地系）\"&\"_年間発電\",データシート3!$A$1:$AB$1,0),0)/10^3","v":{"$error":"#N/A"}},{"$f":"VLOOKUP(BC220&\"_\"&$AZ$9,データシート3!A:AB,MATCH(\"ea_\"&\"風力（陸上）\"&\"_年間発電\",データシート3!$A$1:$AB$1,0),0)/10^3","v":{"$error":"#N/A"}},{"$f":"VLOOKUP(BC220&\"_\"&$AZ$9,データシート3!A:AB,MATCH(\"ea_\"&\"中小水（河川）\"&\"_年間発電\",データシート3!$A$1:$AB$1,0),0)/10^3+VLOOKUP(BC220&\"_\"&$AZ$9,データシート3!A:AB,MATCH(\"ea_\"&\"中小水（農業用水路）\"&\"_年間発電\",データシート3!$A$1:$AB$1,0),0)/10^3","v":{"$error":"#N/A"}},{"$f":"VLOOKUP(BC220&\"_\"&$AZ$9,データシート3!A:AB,MATCH(\"ea_\"&\"地熱（蒸気フラッシュ発電）\"&\"_年間発電\",データシート3!$A$1:$AB$1,0),0)/10^3+VLOOKUP(BC220&\"_\"&$AZ$9,データシート3!A:AB,MATCH(\"ea_\"&\"地熱（バイナリー発電）\"&\"_年間発電\",データシート3!$A$1:$AB$1,0),0)/10^3+VLOOKUP(BC220&\"_\"&$AZ$9,データシート3!A:AB,MATCH(\"ea_\"&\"地熱（低温バイナリー発電）\"&\"_年間発電\",データシート3!$A$1:$AB$1,0),0)/10^3","v":{"$error":"#N/A"}},{"$error":"#N/A"},{"$f":"(VLOOKUP($BC220&\"_\"&$AZ$8,データシート3!$A:$AN,MATCH(\"da_合計\",データシート3!$A$1:$AN$1,0),0))/10^3","v":{"$error":"#N/A"}},{"$error":"#N/A"},{"$error":"#N/A"},{"$error":"#N/A"}]
[{"$nulls":49},{"$f":"比較地域マスタ!AD156","v":0},{"$f":"IF(IFERROR(比較地域マスタ!$AE156,\"\")=0,\"\",IFERROR(比較地域マスタ!$AE156,\"\"))","v":""},null,150,2,0,"",{"$f":"VLOOKUP(BC221&\"_\"&$AZ$9,データシート3!A:AB,MATCH(\"ea_\"&\"太陽光（建物系）\"&\"_年間発電\",データシート3!$A$1:$AB$1,0),0)/10^3+VLOOKUP(BC221&\"_\"&$AZ$9,データシート3!A:AB,MATCH(\"ea_\"&\"太陽光（土地系）\"&\"_年間発電\",データシート3!$A$1:$AB$1,0),0)/10^3","v":{"$error":"#N/A"}},{"$f":"VLOOKUP(BC221&\"_\"&$AZ$9,データシート3!A:AB,MATCH(\"ea_\"&\"風力（陸上）\"&\"_年間発電\",データシート3!$A$1:$AB$1,0),0)/10^3","v":{"$error":"#N/A"}},{"$f":"VLOOKUP(BC221&\"_\"&$AZ$9,データシート3!A:AB,MATCH(\"ea_\"&\"中小水（河川）\"&\"_年間発電\",データシート3!$A$1:$AB$1,0),0)/10^3+VLOOKUP(BC221&\"_\"&$AZ$9,データシート3!A:AB,MATCH(\"ea_\"&\"中小水（農業用水路）\"&\"_年間発電\",データシート3!$A$1:$AB$1,0),0)/10^3","v":{"$error":"#N/A"}},{"$f":"VLOOKUP(BC221&\"_\"&$AZ$9,データシート3!A:AB,MATCH(\"ea_\"&\"地熱（蒸気フラッシュ発電）\"&\"_年間発電\",データシート3!$A$1:$AB$1,0),0)/10^3+VLOOKUP(BC221&\"_\"&$AZ$9,データシート3!A:AB,MATCH(\"ea_\"&\"地熱（バイナリー発電）\"&\"_年間発電\",データシート3!$A$1:$AB$1,0),0)/10^3+VLOOKUP(BC221&\"_\"&$AZ$9,データシート3!A:AB,MATCH(\"ea_\"&\"地熱（低温バイナリー発電）\"&\"_年間発電\",データシート3!$A$1:$AB$1,0),0)/10^3","v":{"$error":"#N/A"}},{"$error":"#N/A"},{"$f":"(VLOOKUP($BC221&\"_\"&$AZ$8,データシート3!$A:$AN,MATCH(\"da_合計\",データシート3!$A$1:$AN$1,0),0))/10^3","v":{"$error":"#N/A"}},{"$error":"#N/A"},{"$error":"#N/A"},{"$error":"#N/A"}]
[{"$nulls":49},{"$f":"比較地域マスタ!AD157","v":0},{"$f":"IF(IFERROR(比較地域マスタ!$AE157,\"\")=0,\"\",IFERROR(比較地域マスタ!$AE157,\"\"))","v":""},null,151,2,0,"",{"$f":"VLOOKUP(BC222&\"_\"&$AZ$9,データシート3!A:AB,MATCH(\"ea_\"&\"太陽光（建物系）\"&\"_年間発電\",データシート3!$A$1:$AB$1,0),0)/10^3+VLOOKUP(BC222&\"_\"&$AZ$9,データシート3!A:AB,MATCH(\"ea_\"&\"太陽光（土地系）\"&\"_年間発電\",データシート3!$A$1:$AB$1,0),0)/10^3","v":{"$error":"#N/A"}},{"$f":"VLOOKUP(BC222&\"_\"&$AZ$9,データシート3!A:AB,MATCH(\"ea_\"&\"風力（陸上）\"&\"_年間発電\",データシート3!$A$1:$AB$1,0),0)/10^3","v":{"$error":"#N/A"}},{"$f":"VLOOKUP(BC222&\"_\"&$AZ$9,データシート3!A:AB,MATCH(\"ea_\"&\"中小水（河川）\"&\"_年間発電\",データシート3!$A$1:$AB$1,0),0)/10^3+VLOOKUP(BC222&\"_\"&$AZ$9,データシート3!A:AB,MATCH(\"ea_\"&\"中小水（農業用水路）\"&\"_年間発電\",データシート3!$A$1:$AB$1,0),0)/10^3","v":{"$error":"#N/A"}},{"$f":"VLOOKUP(BC222&\"_\"&$AZ$9,データシート3!A:AB,MATCH(\"ea_\"&\"地熱（蒸気フラッシュ発電）\"&\"_年間発電\",データシート3!$A$1:$AB$1,0),0)/10^3+VLOOKUP(BC222&\"_\"&$AZ$9,データシート3!A:AB,MATCH(\"ea_\"&\"地熱（バイナリー発電）\"&\"_年間発電\",データシート3!$A$1:$AB$1,0),0)/10^3+VLOOKUP(BC222&\"_\"&$AZ$9,データシート3!A:AB,MATCH(\"ea_\"&\"地熱（低温バイナリー発電）\"&\"_年間発電\",データシート3!$A$1:$AB$1,0),0)/10^3","v":{"$error":"#N/A"}},{"$error":"#N/A"},{"$f":"(VLOOKUP($BC222&\"_\"&$AZ$8,データシート3!$A:$AN,MATCH(\"da_合計\",データシート3!$A$1:$AN$1,0),0))/10^3","v":{"$error":"#N/A"}},{"$error":"#N/A"},{"$error":"#N/A"},{"$error":"#N/A"}]
[{"$nulls":49},{"$f":"比較地域マスタ!AD158","v":0},{"$f":"IF(IFERROR(比較地域マスタ!$AE158,\"\")=0,\"\",IFERROR(比較地域マスタ!$AE158,\"\"))","v":""},null,152,2,0,"",{"$f":"VLOOKUP(BC223&\"_\"&$AZ$9,データシート3!A:AB,MATCH(\"ea_\"&\"太陽光（建物系）\"&\"_年間発電\",データシート3!$A$1:$AB$1,0),0)/10^3+VLOOKUP(BC223&\"_\"&$AZ$9,データシート3!A:AB,MATCH(\"ea_\"&\"太陽光（土地系）\"&\"_年間発電\",データシート3!$A$1:$AB$1,0),0)/10^3","v":{"$error":"#N/A"}},{"$f":"VLOOKUP(BC223&\"_\"&$AZ$9,データシート3!A:AB,MATCH(\"ea_\"&\"風力（陸上）\"&\"_年間発電\",データシート3!$A$1:$AB$1,0),0)/10^3","v":{"$error":"#N/A"}},{"$f":"VLOOKUP(BC223&\"_\"&$AZ$9,データシート3!A:AB,MATCH(\"ea_\"&\"中小水（河川）\"&\"_年間発電\",データシート3!$A$1:$AB$1,0),0)/10^3+VLOOKUP(BC223&\"_\"&$AZ$9,データシート3!A:AB,MATCH(\"ea_\"&\"中小水（農業用水路）\"&\"_年間発電\",データシート3!$A$1:$AB$1,0),0)/10^3","v":{"$error":"#N/A"}},{"$f":"VLOOKUP(BC223&\"_\"&$AZ$9,データシート3!A:AB,MATCH(\"ea_\"&\"地熱（蒸気フラッシュ発電）\"&\"_年間発電\",データシート3!$A$1:$AB$1,0),0)/10^3+VLOOKUP(BC223&\"_\"&$AZ$9,データシート3!A:AB,MATCH(\"ea_\"&\"地熱（バイナリー発電）\"&\"_年間発電\",データシート3!$A$1:$AB$1,0),0)/10^3+VLOOKUP(BC223&\"_\"&$AZ$9,データシート3!A:AB,MATCH(\"ea_\"&\"地熱（低温バイナリー発電）\"&\"_年間発電\",データシート3!$A$1:$AB$1,0),0)/10^3","v":{"$error":"#N/A"}},{"$error":"#N/A"},{"$f":"(VLOOKUP($BC223&\"_\"&$AZ$8,データシート3!$A:$AN,MATCH(\"da_合計\",データシート3!$A$1:$AN$1,0),0))/10^3","v":{"$error":"#N/A"}},{"$error":"#N/A"},{"$error":"#N/A"},{"$error":"#N/A"}]
[{"$nulls":49},{"$f":"比較地域マスタ!AD159","v":0},{"$f":"IF(IFERROR(比較地域マスタ!$AE159,\"\")=0,\"\",IFERROR(比較地域マスタ!$AE159,\"\"))","v":""},null,153,2,0,"",{"$f":"VLOOKUP(BC224&\"_\"&$AZ$9,データシート3!A:AB,MATCH(\"ea_\"&\"太陽光（建物系）\"&\"_年間発電\",データシート3!$A$1:$AB$1,0),0)/10^3+VLOOKUP(BC224&\"_\"&$AZ$9,データシート3!A:AB,MATCH(\"ea_\"&\"太陽光（土地系）\"&\"_年間発電\",データシート3!$A$1:$AB$1,0),0)/10^3","v":{"$error":"#N/A"}},{"$f":"VLOOKUP(BC224&\"_\"&$AZ$9,データシート3!A:AB,MATCH(\"ea_\"&\"風力（陸上）\"&\"_年間発電\",データシート3!$A$1:$AB$1,0),0)/10^3","v":{"$error":"#N/A"}},{"$f":"VLOOKUP(BC224&\"_\"&$AZ$9,データシート3!A:AB,MATCH(\"ea_\"&\"中小水（河川）\"&\"_年間発電\",データシート3!$A$1:$AB$1,0),0)/10^3+VLOOKUP(BC224&\"_\"&$AZ$9,データシート3!A:AB,MATCH(\"ea_\"&\"中小水（農業用水路）\"&\"_年間発電\",データシート3!$A$1:$AB$1,0),0)/10^3","v":{"$error":"#N/A"}},{"$f":"VLOOKUP(BC224&\"_\"&$AZ$9,データシート3!A:AB,MATCH(\"ea_\"&\"地熱（蒸気フラッシュ発電）\"&\"_年間発電\",データシート3!$A$1:$AB$1,0),0)/10^3+VLOOKUP(BC224&\"_\"&$AZ$9,データシート3!A:AB,MATCH(\"ea_\"&\"地熱（バイナリー発電）\"&\"_年間発電\",データシート3!$A$1:$AB$1,0),0)/10^3+VLOOKUP(BC224&\"_\"&$AZ$9,データシート3!A:AB,MATCH(\"ea_\"&\"地熱（低温バイナリー発電）\"&\"_年間発電\",データシート3!$A$1:$AB$1,0),0)/10^3","v":{"$error":"#N/A"}},{"$error":"#N/A"},{"$f":"(VLOOKUP($BC224&\"_\"&$AZ$8,データシート3!$A:$AN,MATCH(\"da_合計\",データシート3!$A$1:$AN$1,0),0))/10^3","v":{"$error":"#N/A"}},{"$error":"#N/A"},{"$error":"#N/A"},{"$error":"#N/A"}]
[{"$nulls":49},{"$f":"比較地域マスタ!AD160","v":0},{"$f":"IF(IFERROR(比較地域マスタ!$AE160,\"\")=0,\"\",IFERROR(比較地域マスタ!$AE160,\"\"))","v":""},null,154,2,0,"",{"$f":"VLOOKUP(BC225&\"_\"&$AZ$9,データシート3!A:AB,MATCH(\"ea_\"&\"太陽光（建物系）\"&\"_年間発電\",データシート3!$A$1:$AB$1,0),0)/10^3+VLOOKUP(BC225&\"_\"&$AZ$9,データシート3!A:AB,MATCH(\"ea_\"&\"太陽光（土地系）\"&\"_年間発電\",データシート3!$A$1:$AB$1,0),0)/10^3","v":{"$error":"#N/A"}},{"$f":"VLOOKUP(BC225&\"_\"&$AZ$9,データシート3!A:AB,MATCH(\"ea_\"&\"風力（陸上）\"&\"_年間発電\",データシート3!$A$1:$AB$1,0),0)/10^3","v":{"$error":"#N/A"}},{"$f":"VLOOKUP(BC225&\"_\"&$AZ$9,データシート3!A:AB,MATCH(\"ea_\"&\"中小水（河川）\"&\"_年間発電\",データシート3!$A$1:$AB$1,0),0)/10^3+VLOOKUP(BC225&\"_\"&$AZ$9,データシート3!A:AB,MATCH(\"ea_\"&\"中小水（農業用水路）\"&\"_年間発電\",データシート3!$A$1:$AB$1,0),0)/10^3","v":{"$error":"#N/A"}},{"$f":"VLOOKUP(BC225&\"_\"&$AZ$9,データシート3!A:AB,MATCH(\"ea_\"&\"地熱（蒸気フラッシュ発電）\"&\"_年間発電\",データシート3!$A$1:$AB$1,0),0)/10^3+VLOOKUP(BC225&\"_\"&$AZ$9,データシート3!A:AB,MATCH(\"ea_\"&\"地熱（バイナリー発電）\"&\"_年間発電\",データシート3!$A$1:$AB$1,0),0)/10^3+VLOOKUP(BC225&\"_\"&$AZ$9,データシート3!A:AB,MATCH(\"ea_\"&\"地熱（低温バイナリー発電）\"&\"_年間発電\",データシート3!$A$1:$AB$1,0),0)/10^3","v":{"$error":"#N/A"}},{"$error":"#N/A"},{"$f":"(VLOOKUP($BC225&\"_\"&$AZ$8,データシート3!$A:$AN,MATCH(\"da_合計\",データシート3!$A$1:$AN$1,0),0))/10^3","v":{"$error":"#N/A"}},{"$error":"#N/A"},{"$error":"#N/A"},{"$error":"#N/A"}]
[{"$nulls":49},{"$f":"比較地域マスタ!AD161","v":0},{"$f":"IF(IFERROR(比較地域マスタ!$AE161,\"\")=0,\"\",IFERROR(比較地域マスタ!$AE161,\"\"))","v":""},null,155,2,0,"",{"$f":"VLOOKUP(BC226&\"_\"&$AZ$9,データシート3!A:AB,MATCH(\"ea_\"&\"太陽光（建物系）\"&\"_年間発電\",データシート3!$A$1:$AB$1,0),0)/10^3+VLOOKUP(BC226&\"_\"&$AZ$9,データシート3!A:AB,MATCH(\"ea_\"&\"太陽光（土地系）\"&\"_年間発電\",データシート3!$A$1:$AB$1,0),0)/10^3","v":{"$error":"#N/A"}},{"$f":"VLOOKUP(BC226&\"_\"&$AZ$9,データシート3!A:AB,MATCH(\"ea_\"&\"風力（陸上）\"&\"_年間発電\",データシート3!$A$1:$AB$1,0),0)/10^3","v":{"$error":"#N/A"}},{"$f":"VLOOKUP(BC226&\"_\"&$AZ$9,データシート3!A:AB,MATCH(\"ea_\"&\"中小水（河川）\"&\"_年間発電\",データシート3!$A$1:$AB$1,0),0)/10^3+VLOOKUP(BC226&\"_\"&$AZ$9,データシート3!A:AB,MATCH(\"ea_\"&\"中小水（農業用水路）\"&\"_年間発電\",データシート3!$A$1:$AB$1,0),0)/10^3","v":{"$error":"#N/A"}},{"$f":"VLOOKUP(BC226&\"_\"&$AZ$9,データシート3!A:AB,MATCH(\"ea_\"&\"地熱（蒸気フラッシュ発電）\"&\"_年間発電\",データシート3!$A$1:$AB$1,0),0)/10^3+VLOOKUP(BC226&\"_\"&$AZ$9,データシート3!A:AB,MATCH(\"ea_\"&\"地熱（バイナリー発電）\"&\"_年間発電\",データシート3!$A$1:$AB$1,0),0)/10^3+VLOOKUP(BC226&\"_\"&$AZ$9,データシート3!A:AB,MATCH(\"ea_\"&\"地熱（低温バイナリー発電）\"&\"_年間発電\",データシート3!$A$1:$AB$1,0),0)/10^3","v":{"$error":"#N/A"}},{"$error":"#N/A"},{"$f":"(VLOOKUP($BC226&\"_\"&$AZ$8,データシート3!$A:$AN,MATCH(\"da_合計\",データシート3!$A$1:$AN$1,0),0))/10^3","v":{"$error":"#N/A"}},{"$error":"#N/A"},{"$error":"#N/A"},{"$error":"#N/A"}]
[{"$nulls":49},{"$f":"比較地域マスタ!AD162","v":0},{"$f":"IF(IFERROR(比較地域マスタ!$AE162,\"\")=0,\"\",IFERROR(比較地域マスタ!$AE162,\"\"))","v":""},null,156,2,0,"",{"$f":"VLOOKUP(BC227&\"_\"&$AZ$9,データシート3!A:AB,MATCH(\"ea_\"&\"太陽光（建物系）\"&\"_年間発電\",データシート3!$A$1:$AB$1,0),0)/10^3+VLOOKUP(BC227&\"_\"&$AZ$9,データシート3!A:AB,MATCH(\"ea_\"&\"太陽光（土地系）\"&\"_年間発電\",データシート3!$A$1:$AB$1,0),0)/10^3","v":{"$error":"#N/A"}},{"$f":"VLOOKUP(BC227&\"_\"&$AZ$9,データシート3!A:AB,MATCH(\"ea_\"&\"風力（陸上）\"&\"_年間発電\",データシート3!$A$1:$AB$1,0),0)/10^3","v":{"$error":"#N/A"}},{"$f":"VLOOKUP(BC227&\"_\"&$AZ$9,データシート3!A:AB,MATCH(\"ea_\"&\"中小水（河川）\"&\"_年間発電\",データシート3!$A$1:$AB$1,0),0)/10^3+VLOOKUP(BC227&\"_\"&$AZ$9,データシート3!A:AB,MATCH(\"ea_\"&\"中小水（農業用水路）\"&\"_年間発電\",データシート3!$A$1:$AB$1,0),0)/10^3","v":{"$error":"#N/A"}},{"$f":"VLOOKUP(BC227&\"_\"&$AZ$9,データシート3!A:AB,MATCH(\"ea_\"&\"地熱（蒸気フラッシュ発電）\"&\"_年間発電\",データシート3!$A$1:$AB$1,0),0)/10^3+VLOOKUP(BC227&\"_\"&$AZ$9,データシート3!A:AB,MATCH(\"ea_\"&\"地熱（バイナリー発電）\"&\"_年間発電\",データシート3!$A$1:$AB$1,0),0)/10^3+VLOOKUP(BC227&\"_\"&$AZ$9,データシート3!A:AB,MATCH(\"ea_\"&\"地熱（低温バイナリー発電）\"&\"_年間発電\",データシート3!$A$1:$AB$1,0),0)/10^3","v":{"$error":"#N/A"}},{"$error":"#N/A"},{"$f":"(VLOOKUP($BC227&\"_\"&$AZ$8,データシート3!$A:$AN,MATCH(\"da_合計\",データシート3!$A$1:$AN$1,0),0))/10^3","v":{"$error":"#N/A"}},{"$error":"#N/A"},{"$error":"#N/A"},{"$error":"#N/A"}]
[{"$nulls":49},{"$f":"比較地域マスタ!AD163","v":0},{"$f":"IF(IFERROR(比較地域マスタ!$AE163,\"\")=0,\"\",IFERROR(比較地域マスタ!$AE163,\"\"))","v":""},null,157,2,0,"",{"$f":"VLOOKUP(BC228&\"_\"&$AZ$9,データシート3!A:AB,MATCH(\"ea_\"&\"太陽光（建物系）\"&\"_年間発電\",データシート3!$A$1:$AB$1,0),0)/10^3+VLOOKUP(BC228&\"_\"&$AZ$9,データシート3!A:AB,MATCH(\"ea_\"&\"太陽光（土地系）\"&\"_年間発電\",データシート3!$A$1:$AB$1,0),0)/10^3","v":{"$error":"#N/A"}},{"$f":"VLOOKUP(BC228&\"_\"&$AZ$9,データシート3!A:AB,MATCH(\"ea_\"&\"風力（陸上）\"&\"_年間発電\",データシート3!$A$1:$AB$1,0),0)/10^3","v":{"$error":"#N/A"}},{"$f":"VLOOKUP(BC228&\"_\"&$AZ$9,データシート3!A:AB,MATCH(\"ea_\"&\"中小水（河川）\"&\"_年間発電\",データシート3!$A$1:$AB$1,0),0)/10^3+VLOOKUP(BC228&\"_\"&$AZ$9,データシート3!A:AB,MATCH(\"ea_\"&\"中小水（農業用水路）\"&\"_年間発電\",データシート3!$A$1:$AB$1,0),0)/10^3","v":{"$error":"#N/A"}},{"$f":"VLOOKUP(BC228&\"_\"&$AZ$9,データシート3!A:AB,MATCH(\"ea_\"&\"地熱（蒸気フラッシュ発電）\"&\"_年間発電\",データシート3!$A$1:$AB$1,0),0)/10^3+VLOOKUP(BC228&\"_\"&$AZ$9,データシート3!A:AB,MATCH(\"ea_\"&\"地熱（バイナリー発電）\"&\"_年間発電\",データシート3!$A$1:$AB$1,0),0)/10^3+VLOOKUP(BC228&\"_\"&$AZ$9,データシート3!A:AB,MATCH(\"ea_\"&\"地熱（低温バイナリー発電）\"&\"_年間発電\",データシート3!$A$1:$AB$1,0),0)/10^3","v":{"$error":"#N/A"}},{"$error":"#N/A"},{"$f":"(VLOOKUP($BC228&\"_\"&$AZ$8,データシート3!$A:$AN,MATCH(\"da_合計\",データシート3!$A$1:$AN$1,0),0))/10^3","v":{"$error":"#N/A"}},{"$error":"#N/A"},{"$error":"#N/A"},{"$error":"#N/A"}]
[{"$nulls":49},{"$f":"比較地域マスタ!AD164","v":0},{"$f":"IF(IFERROR(比較地域マスタ!$AE164,\"\")=0,\"\",IFERROR(比較地域マスタ!$AE164,\"\"))","v":""},null,158,2,0,"",{"$f":"VLOOKUP(BC229&\"_\"&$AZ$9,データシート3!A:AB,MATCH(\"ea_\"&\"太陽光（建物系）\"&\"_年間発電\",データシート3!$A$1:$AB$1,0),0)/10^3+VLOOKUP(BC229&\"_\"&$AZ$9,データシート3!A:AB,MATCH(\"ea_\"&\"太陽光（土地系）\"&\"_年間発電\",データシート3!$A$1:$AB$1,0),0)/10^3","v":{"$error":"#N/A"}},{"$f":"VLOOKUP(BC229&\"_\"&$AZ$9,データシート3!A:AB,MATCH(\"ea_\"&\"風力（陸上）\"&\"_年間発電\",データシート3!$A$1:$AB$1,0),0)/10^3","v":{"$error":"#N/A"}},{"$f":"VLOOKUP(BC229&\"_\"&$AZ$9,データシート3!A:AB,MATCH(\"ea_\"&\"中小水（河川）\"&\"_年間発電\",データシート3!$A$1:$AB$1,0),0)/10^3+VLOOKUP(BC229&\"_\"&$AZ$9,データシート3!A:AB,MATCH(\"ea_\"&\"中小水（農業用水路）\"&\"_年間発電\",データシート3!$A$1:$AB$1,0),0)/10^3","v":{"$error":"#N/A"}},{"$f":"VLOOKUP(BC229&\"_\"&$AZ$9,データシート3!A:AB,MATCH(\"ea_\"&\"地熱（蒸気フラッシュ発電）\"&\"_年間発電\",データシート3!$A$1:$AB$1,0),0)/10^3+VLOOKUP(BC229&\"_\"&$AZ$9,データシート3!A:AB,MATCH(\"ea_\"&\"地熱（バイナリー発電）\"&\"_年間発電\",データシート3!$A$1:$AB$1,0),0)/10^3+VLOOKUP(BC229&\"_\"&$AZ$9,データシート3!A:AB,MATCH(\"ea_\"&\"地熱（低温バイナリー発電）\"&\"_年間発電\",データシート3!$A$1:$AB$1,0),0)/10^3","v":{"$error":"#N/A"}},{"$error":"#N/A"},{"$f":"(VLOOKUP($BC229&\"_\"&$AZ$8,データシート3!$A:$AN,MATCH(\"da_合計\",データシート3!$A$1:$AN$1,0),0))/10^3","v":{"$error":"#N/A"}},{"$error":"#N/A"},{"$error":"#N/A"},{"$error":"#N/A"}]
[{"$nulls":49},{"$f":"比較地域マスタ!AD165","v":0},{"$f":"IF(IFERROR(比較地域マスタ!$AE165,\"\")=0,\"\",IFERROR(比較地域マスタ!$AE165,\"\"))","v":""},null,159,2,0,"",{"$f":"VLOOKUP(BC230&\"_\"&$AZ$9,データシート3!A:AB,MATCH(\"ea_\"&\"太陽光（建物系）\"&\"_年間発電\",データシート3!$A$1:$AB$1,0),0)/10^3+VLOOKUP(BC230&\"_\"&$AZ$9,データシート3!A:AB,MATCH(\"ea_\"&\"太陽光（土地系）\"&\"_年間発電\",データシート3!$A$1:$AB$1,0),0)/10^3","v":{"$error":"#N/A"}},{"$f":"VLOOKUP(BC230&\"_\"&$AZ$9,データシート3!A:AB,MATCH(\"ea_\"&\"風力（陸上）\"&\"_年間発電\",データシート3!$A$1:$AB$1,0),0)/10^3","v":{"$error":"#N/A"}},{"$f":"VLOOKUP(BC230&\"_\"&$AZ$9,データシート3!A:AB,MATCH(\"ea_\"&\"中小水（河川）\"&\"_年間発電\",データシート3!$A$1:$AB$1,0),0)/10^3+VLOOKUP(BC230&\"_\"&$AZ$9,データシート3!A:AB,MATCH(\"ea_\"&\"中小水（農業用水路）\"&\"_年間発電\",データシート3!$A$1:$AB$1,0),0)/10^3","v":{"$error":"#N/A"}},{"$f":"VLOOKUP(BC230&\"_\"&$AZ$9,データシート3!A:AB,MATCH(\"ea_\"&\"地熱（蒸気フラッシュ発電）\"&\"_年間発電\",データシート3!$A$1:$AB$1,0),0)/10^3+VLOOKUP(BC230&\"_\"&$AZ$9,データシート3!A:AB,MATCH(\"ea_\"&\"地熱（バイナリー発電）\"&\"_年間発電\",データシート3!$A$1:$AB$1,0),0)/10^3+VLOOKUP(BC230&\"_\"&$AZ$9,データシート3!A:AB,MATCH(\"ea_\"&\"地熱（低温バイナリー発電）\"&\"_年間発電\",データシート3!$A$1:$AB$1,0),0)/10^3","v":{"$error":"#N/A"}},{"$error":"#N/A"},{"$f":"(VLOOKUP($BC230&\"_\"&$AZ$8,データシート3!$A:$AN,MATCH(\"da_合計\",データシート3!$A$1:$AN$1,0),0))/10^3","v":{"$error":"#N/A"}},{"$error":"#N/A"},{"$error":"#N/A"},{"$error":"#N/A"}]
[{"$nulls":49},{"$f":"比較地域マスタ!AD166","v":0},{"$f":"IF(IFERROR(比較地域マスタ!$AE166,\"\")=0,\"\",IFERROR(比較地域マスタ!$AE166,\"\"))","v":""},null,160,2,0,"",{"$f":"VLOOKUP(BC231&\"_\"&$AZ$9,データシート3!A:AB,MATCH(\"ea_\"&\"太陽光（建物系）\"&\"_年間発電\",データシート3!$A$1:$AB$1,0),0)/10^3+VLOOKUP(BC231&\"_\"&$AZ$9,データシート3!A:AB,MATCH(\"ea_\"&\"太陽光（土地系）\"&\"_年間発電\",データシート3!$A$1:$AB$1,0),0)/10^3","v":{"$error":"#N/A"}},{"$f":"VLOOKUP(BC231&\"_\"&$AZ$9,データシート3!A:AB,MATCH(\"ea_\"&\"風力（陸上）\"&\"_年間発電\",データシート3!$A$1:$AB$1,0),0)/10^3","v":{"$error":"#N/A"}},{"$f":"VLOOKUP(BC231&\"_\"&$AZ$9,データシート3!A:AB,MATCH(\"ea_\"&\"中小水（河川）\"&\"_年間発電\",データシート3!$A$1:$AB$1,0),0)/10^3+VLOOKUP(BC231&\"_\"&$AZ$9,データシート3!A:AB,MATCH(\"ea_\"&\"中小水（農業用水路）\"&\"_年間発電\",データシート3!$A$1:$AB$1,0),0)/10^3","v":{"$error":"#N/A"}},{"$f":"VLOOKUP(BC231&\"_\"&$AZ$9,データシート3!A:AB,MATCH(\"ea_\"&\"地熱（蒸気フラッシュ発電）\"&\"_年間発電\",データシート3!$A$1:$AB$1,0),0)/10^3+VLOOKUP(BC231&\"_\"&$AZ$9,データシート3!A:AB,MATCH(\"ea_\"&\"地熱（バイナリー発電）\"&\"_年間発電\",データシート3!$A$1:$AB$1,0),0)/10^3+VLOOKUP(BC231&\"_\"&$AZ$9,データシート3!A:AB,MATCH(\"ea_\"&\"地熱（低温バイナリー発電）\"&\"_年間発電\",データシート3!$A$1:$AB$1,0),0)/10^3","v":{"$error":"#N/A"}},{"$error":"#N/A"},{"$f":"(VLOOKUP($BC231&\"_\"&$AZ$8,データシート3!$A:$AN,MATCH(\"da_合計\",データシート3!$A$1:$AN$1,0),0))/10^3","v":{"$error":"#N/A"}},{"$error":"#N/A"},{"$error":"#N/A"},{"$error":"#N/A"}]
[{"$nulls":49},{"$f":"比較地域マスタ!AD167","v":0},{"$f":"IF(IFERROR(比較地域マスタ!$AE167,\"\")=0,\"\",IFERROR(比較地域マスタ!$AE167,\"\"))","v":""},null,161,2,0,"",{"$f":"VLOOKUP(BC232&\"_\"&$AZ$9,データシート3!A:AB,MATCH(\"ea_\"&\"太陽光（建物系）\"&\"_年間発電\",データシート3!$A$1:$AB$1,0),0)/10^3+VLOOKUP(BC232&\"_\"&$AZ$9,データシート3!A:AB,MATCH(\"ea_\"&\"太陽光（土地系）\"&\"_年間発電\",データシート3!$A$1:$AB$1,0),0)/10^3","v":{"$error":"#N/A"}},{"$f":"VLOOKUP(BC232&\"_\"&$AZ$9,データシート3!A:AB,MATCH(\"ea_\"&\"風力（陸上）\"&\"_年間発電\",データシート3!$A$1:$AB$1,0),0)/10^3","v":{"$error":"#N/A"}},{"$f":"VLOOKUP(BC232&\"_\"&$AZ$9,データシート3!A:AB,MATCH(\"ea_\"&\"中小水（河川）\"&\"_年間発電\",データシート3!$A$1:$AB$1,0),0)/10^3+VLOOKUP(BC232&\"_\"&$AZ$9,データシート3!A:AB,MATCH(\"ea_\"&\"中小水（農業用水路）\"&\"_年間発電\",データシート3!$A$1:$AB$1,0),0)/10^3","v":{"$error":"#N/A"}},{"$f":"VLOOKUP(BC232&\"_\"&$AZ$9,データシート3!A:AB,MATCH(\"ea_\"&\"地熱（蒸気フラッシュ発電）\"&\"_年間発電\",データシート3!$A$1:$AB$1,0),0)/10^3+VLOOKUP(BC232&\"_\"&$AZ$9,データシート3!A:AB,MATCH(\"ea_\"&\"地熱（バイナリー発電）\"&\"_年間発電\",データシート3!$A$1:$AB$1,0),0)/10^3+VLOOKUP(BC232&\"_\"&$AZ$9,データシート3!A:AB,MATCH(\"ea_\"&\"地熱（低温バイナリー発電）\"&\"_年間発電\",データシート3!$A$1:$AB$1,0),0)/10^3","v":{"$error":"#N/A"}},{"$error":"#N/A"},{"$f":"(VLOOKUP($BC232&\"_\"&$AZ$8,データシート3!$A:$AN,MATCH(\"da_合計\",データシート3!$A$1:$AN$1,0),0))/10^3","v":{"$error":"#N/A"}},{"$f":"BI232-BJ232","v":{"$error":"#N/A"}},{"$f":"IF(BK232>0,0,BK232)","v":{"$error":"#N/A"}},{"$f":"IF(BK232>0,BK232,0)","v":{"$error":"#N/A"}}]
[{"$nulls":49},{"$f":"比較地域マスタ!AD168","v":0},{"$f":"IF(IFERROR(比較地域マスタ!$AE168,\"\")=0,\"\",IFERROR(比較地域マスタ!$AE168,\"\"))","v":""},null,162,2,0,"",{"$f":"VLOOKUP(BC233&\"_\"&$AZ$9,データシート3!A:AB,MATCH(\"ea_\"&\"太陽光（建物系）\"&\"_年間発電\",データシート3!$A$1:$AB$1,0),0)/10^3+VLOOKUP(BC233&\"_\"&$AZ$9,データシート3!A:AB,MATCH(\"ea_\"&\"太陽光（土地系）\"&\"_年間発電\",データシート3!$A$1:$AB$1,0),0)/10^3","v":{"$error":"#N/A"}},{"$f":"VLOOKUP(BC233&\"_\"&$AZ$9,データシート3!A:AB,MATCH(\"ea_\"&\"風力（陸上）\"&\"_年間発電\",データシート3!$A$1:$AB$1,0),0)/10^3","v":{"$error":"#N/A"}},{"$f":"VLOOKUP(BC233&\"_\"&$AZ$9,データシート3!A:AB,MATCH(\"ea_\"&\"中小水（河川）\"&\"_年間発電\",データシート3!$A$1:$AB$1,0),0)/10^3+VLOOKUP(BC233&\"_\"&$AZ$9,データシート3!A:AB,MATCH(\"ea_\"&\"中小水（農業用水路）\"&\"_年間発電\",データシート3!$A$1:$AB$1,0),0)/10^3","v":{"$error":"#N/A"}},{"$f":"VLOOKUP(BC233&\"_\"&$AZ$9,データシート3!A:AB,MATCH(\"ea_\"&\"地熱（蒸気フラッシュ発電）\"&\"_年間発電\",データシート3!$A$1:$AB$1,0),0)/10^3+VLOOKUP(BC233&\"_\"&$AZ$9,データシート3!A:AB,MATCH(\"ea_\"&\"地熱（バイナリー発電）\"&\"_年間発電\",データシート3!$A$1:$AB$1,0),0)/10^3+VLOOKUP(BC233&\"_\"&$AZ$9,データシート3!A:AB,MATCH(\"ea_\"&\"地熱（低温バイナリー発電）\"&\"_年間発電\",データシート3!$A$1:$AB$1,0),0)/10^3","v":{"$error":"#N/A"}},{"$error":"#N/A"},{"$f":"(VLOOKUP($BC233&\"_\"&$AZ$8,データシート3!$A:$AN,MATCH(\"da_合計\",データシート3!$A$1:$AN$1,0),0))/10^3","v":{"$error":"#N/A"}},{"$error":"#N/A"},{"$error":"#N/A"},{"$error":"#N/A"}]
[{"$nulls":49},{"$f":"比較地域マスタ!AD169","v":0},{"$f":"IF(IFERROR(比較地域マスタ!$AE169,\"\")=0,\"\",IFERROR(比較地域マスタ!$AE169,\"\"))","v":""},null,163,2,0,"",{"$f":"VLOOKUP(BC234&\"_\"&$AZ$9,データシート3!A:AB,MATCH(\"ea_\"&\"太陽光（建物系）\"&\"_年間発電\",データシート3!$A$1:$AB$1,0),0)/10^3+VLOOKUP(BC234&\"_\"&$AZ$9,データシート3!A:AB,MATCH(\"ea_\"&\"太陽光（土地系）\"&\"_年間発電\",データシート3!$A$1:$AB$1,0),0)/10^3","v":{"$error":"#N/A"}},{"$f":"VLOOKUP(BC234&\"_\"&$AZ$9,データシート3!A:AB,MATCH(\"ea_\"&\"風力（陸上）\"&\"_年間発電\",データシート3!$A$1:$AB$1,0),0)/10^3","v":{"$error":"#N/A"}},{"$f":"VLOOKUP(BC234&\"_\"&$AZ$9,データシート3!A:AB,MATCH(\"ea_\"&\"中小水（河川）\"&\"_年間発電\",データシート3!$A$1:$AB$1,0),0)/10^3+VLOOKUP(BC234&\"_\"&$AZ$9,データシート3!A:AB,MATCH(\"ea_\"&\"中小水（農業用水路）\"&\"_年間発電\",データシート3!$A$1:$AB$1,0),0)/10^3","v":{"$error":"#N/A"}},{"$f":"VLOOKUP(BC234&\"_\"&$AZ$9,データシート3!A:AB,MATCH(\"ea_\"&\"地熱（蒸気フラッシュ発電）\"&\"_年間発電\",データシート3!$A$1:$AB$1,0),0)/10^3+VLOOKUP(BC234&\"_\"&$AZ$9,データシート3!A:AB,MATCH(\"ea_\"&\"地熱（バイナリー発電）\"&\"_年間発電\",データシート3!$A$1:$AB$1,0),0)/10^3+VLOOKUP(BC234&\"_\"&$AZ$9,データシート3!A:AB,MATCH(\"ea_\"&\"地熱（低温バイナリー発電）\"&\"_年間発電\",データシート3!$A$1:$AB$1,0),0)/10^3","v":{"$error":"#N/A"}},{"$error":"#N/A"},{"$f":"(VLOOKUP($BC234&\"_\"&$AZ$8,データシート3!$A:$AN,MATCH(\"da_合計\",データシート3!$A$1:$AN$1,0),0))/10^3","v":{"$error":"#N/A"}},{"$error":"#N/A"},{"$error":"#N/A"},{"$error":"#N/A"}]
[{"$nulls":49},{"$f":"比較地域マスタ!AD170","v":0},{"$f":"IF(IFERROR(比較地域マスタ!$AE170,\"\")=0,\"\",IFERROR(比較地域マスタ!$AE170,\"\"))","v":""},null,164,2,0,"",{"$f":"VLOOKUP(BC235&\"_\"&$AZ$9,データシート3!A:AB,MATCH(\"ea_\"&\"太陽光（建物系）\"&\"_年間発電\",データシート3!$A$1:$AB$1,0),0)/10^3+VLOOKUP(BC235&\"_\"&$AZ$9,データシート3!A:AB,MATCH(\"ea_\"&\"太陽光（土地系）\"&\"_年間発電\",データシート3!$A$1:$AB$1,0),0)/10^3","v":{"$error":"#N/A"}},{"$f":"VLOOKUP(BC235&\"_\"&$AZ$9,データシート3!A:AB,MATCH(\"ea_\"&\"風力（陸上）\"&\"_年間発電\",データシート3!$A$1:$AB$1,0),0)/10^3","v":{"$error":"#N/A"}},{"$f":"VLOOKUP(BC235&\"_\"&$AZ$9,データシート3!A:AB,MATCH(\"ea_\"&\"中小水（河川）\"&\"_年間発電\",データシート3!$A$1:$AB$1,0),0)/10^3+VLOOKUP(BC235&\"_\"&$AZ$9,データシート3!A:AB,MATCH(\"ea_\"&\"中小水（農業用水路）\"&\"_年間発電\",データシート3!$A$1:$AB$1,0),0)/10^3","v":{"$error":"#N/A"}},{"$f":"VLOOKUP(BC235&\"_\"&$AZ$9,データシート3!A:AB,MATCH(\"ea_\"&\"地熱（蒸気フラッシュ発電）\"&\"_年間発電\",データシート3!$A$1:$AB$1,0),0)/10^3+VLOOKUP(BC235&\"_\"&$AZ$9,データシート3!A:AB,MATCH(\"ea_\"&\"地熱（バイナリー発電）\"&\"_年間発電\",データシート3!$A$1:$AB$1,0),0)/10^3+VLOOKUP(BC235&\"_\"&$AZ$9,データシート3!A:AB,MATCH(\"ea_\"&\"地熱（低温バイナリー発電）\"&\"_年間発電\",データシート3!$A$1:$AB$1,0),0)/10^3","v":{"$error":"#N/A"}},{"$error":"#N/A"},{"$f":"(VLOOKUP($BC235&\"_\"&$AZ$8,データシート3!$A:$AN,MATCH(\"da_合計\",データシート3!$A$1:$AN$1,0),0))/10^3","v":{"$error":"#N/A"}},{"$error":"#N/A"},{"$error":"#N/A"},{"$error":"#N/A"}]
[{"$nulls":49},{"$f":"比較地域マスタ!AD171","v":0},{"$f":"IF(IFERROR(比較地域マスタ!$AE171,\"\")=0,\"\",IFERROR(比較地域マスタ!$AE171,\"\"))","v":""},null,165,2,0,"",{"$f":"VLOOKUP(BC236&\"_\"&$AZ$9,データシート3!A:AB,MATCH(\"ea_\"&\"太陽光（建物系）\"&\"_年間発電\",データシート3!$A$1:$AB$1,0),0)/10^3+VLOOKUP(BC236&\"_\"&$AZ$9,データシート3!A:AB,MATCH(\"ea_\"&\"太陽光（土地系）\"&\"_年間発電\",データシート3!$A$1:$AB$1,0),0)/10^3","v":{"$error":"#N/A"}},{"$f":"VLOOKUP(BC236&\"_\"&$AZ$9,データシート3!A:AB,MATCH(\"ea_\"&\"風力（陸上）\"&\"_年間発電\",データシート3!$A$1:$AB$1,0),0)/10^3","v":{"$error":"#N/A"}},{"$f":"VLOOKUP(BC236&\"_\"&$AZ$9,データシート3!A:AB,MATCH(\"ea_\"&\"中小水（河川）\"&\"_年間発電\",データシート3!$A$1:$AB$1,0),0)/10^3+VLOOKUP(BC236&\"_\"&$AZ$9,データシート3!A:AB,MATCH(\"ea_\"&\"中小水（農業用水路）\"&\"_年間発電\",データシート3!$A$1:$AB$1,0),0)/10^3","v":{"$error":"#N/A"}},{"$f":"VLOOKUP(BC236&\"_\"&$AZ$9,データシート3!A:AB,MATCH(\"ea_\"&\"地熱（蒸気フラッシュ発電）\"&\"_年間発電\",データシート3!$A$1:$AB$1,0),0)/10^3+VLOOKUP(BC236&\"_\"&$AZ$9,データシート3!A:AB,MATCH(\"ea_\"&\"地熱（バイナリー発電）\"&\"_年間発電\",データシート3!$A$1:$AB$1,0),0)/10^3+VLOOKUP(BC236&\"_\"&$AZ$9,データシート3!A:AB,MATCH(\"ea_\"&\"地熱（低温バイナリー発電）\"&\"_年間発電\",データシート3!$A$1:$AB$1,0),0)/10^3","v":{"$error":"#N/A"}},{"$error":"#N/A"},{"$f":"(VLOOKUP($BC236&\"_\"&$AZ$8,データシート3!$A:$AN,MATCH(\"da_合計\",データシート3!$A$1:$AN$1,0),0))/10^3","v":{"$error":"#N/A"}},{"$error":"#N/A"},{"$error":"#N/A"},{"$error":"#N/A"}]
[{"$nulls":49},{"$f":"比較地域マスタ!AD172","v":0},{"$f":"IF(IFERROR(比較地域マスタ!$AE172,\"\")=0,\"\",IFERROR(比較地域マスタ!$AE172,\"\"))","v":""},null,166,2,0,"",{"$f":"VLOOKUP(BC237&\"_\"&$AZ$9,データシート3!A:AB,MATCH(\"ea_\"&\"太陽光（建物系）\"&\"_年間発電\",データシート3!$A$1:$AB$1,0),0)/10^3+VLOOKUP(BC237&\"_\"&$AZ$9,データシート3!A:AB,MATCH(\"ea_\"&\"太陽光（土地系）\"&\"_年間発電\",データシート3!$A$1:$AB$1,0),0)/10^3","v":{"$error":"#N/A"}},{"$f":"VLOOKUP(BC237&\"_\"&$AZ$9,データシート3!A:AB,MATCH(\"ea_\"&\"風力（陸上）\"&\"_年間発電\",データシート3!$A$1:$AB$1,0),0)/10^3","v":{"$error":"#N/A"}},{"$f":"VLOOKUP(BC237&\"_\"&$AZ$9,データシート3!A:AB,MATCH(\"ea_\"&\"中小水（河川）\"&\"_年間発電\",データシート3!$A$1:$AB$1,0),0)/10^3+VLOOKUP(BC237&\"_\"&$AZ$9,データシート3!A:AB,MATCH(\"ea_\"&\"中小水（農業用水路）\"&\"_年間発電\",データシート3!$A$1:$AB$1,0),0)/10^3","v":{"$error":"#N/A"}},{"$f":"VLOOKUP(BC237&\"_\"&$AZ$9,データシート3!A:AB,MATCH(\"ea_\"&\"地熱（蒸気フラッシュ発電）\"&\"_年間発電\",データシート3!$A$1:$AB$1,0),0)/10^3+VLOOKUP(BC237&\"_\"&$AZ$9,データシート3!A:AB,MATCH(\"ea_\"&\"地熱（バイナリー発電）\"&\"_年間発電\",データシート3!$A$1:$AB$1,0),0)/10^3+VLOOKUP(BC237&\"_\"&$AZ$9,データシート3!A:AB,MATCH(\"ea_\"&\"地熱（低温バイナリー発電）\"&\"_年間発電\",データシート3!$A$1:$AB$1,0),0)/10^3","v":{"$error":"#N/A"}},{"$error":"#N/A"},{"$f":"(VLOOKUP($BC237&\"_\"&$AZ$8,データシート3!$A:$AN,MATCH(\"da_合計\",データシート3!$A$1:$AN$1,0),0))/10^3","v":{"$error":"#N/A"}},{"$error":"#N/A"},{"$error":"#N/A"},{"$error":"#N/A"}]
[{"$nulls":49},{"$f":"比較地域マスタ!AD173","v":0},{"$f":"IF(IFERROR(比較地域マスタ!$AE173,\"\")=0,\"\",IFERROR(比較地域マスタ!$AE173,\"\"))","v":""},null,167,2,0,"",{"$f":"VLOOKUP(BC238&\"_\"&$AZ$9,データシート3!A:AB,MATCH(\"ea_\"&\"太陽光（建物系）\"&\"_年間発電\",データシート3!$A$1:$AB$1,0),0)/10^3+VLOOKUP(BC238&\"_\"&$AZ$9,データシート3!A:AB,MATCH(\"ea_\"&\"太陽光（土地系）\"&\"_年間発電\",データシート3!$A$1:$AB$1,0),0)/10^3","v":{"$error":"#N/A"}},{"$f":"VLOOKUP(BC238&\"_\"&$AZ$9,データシート3!A:AB,MATCH(\"ea_\"&\"風力（陸上）\"&\"_年間発電\",データシート3!$A$1:$AB$1,0),0)/10^3","v":{"$error":"#N/A"}},{"$f":"VLOOKUP(BC238&\"_\"&$AZ$9,データシート3!A:AB,MATCH(\"ea_\"&\"中小水（河川）\"&\"_年間発電\",データシート3!$A$1:$AB$1,0),0)/10^3+VLOOKUP(BC238&\"_\"&$AZ$9,データシート3!A:AB,MATCH(\"ea_\"&\"中小水（農業用水路）\"&\"_年間発電\",データシート3!$A$1:$AB$1,0),0)/10^3","v":{"$error":"#N/A"}},{"$f":"VLOOKUP(BC238&\"_\"&$AZ$9,データシート3!A:AB,MATCH(\"ea_\"&\"地熱（蒸気フラッシュ発電）\"&\"_年間発電\",データシート3!$A$1:$AB$1,0),0)/10^3+VLOOKUP(BC238&\"_\"&$AZ$9,データシート3!A:AB,MATCH(\"ea_\"&\"地熱（バイナリー発電）\"&\"_年間発電\",データシート3!$A$1:$AB$1,0),0)/10^3+VLOOKUP(BC238&\"_\"&$AZ$9,データシート3!A:AB,MATCH(\"ea_\"&\"地熱（低温バイナリー発電）\"&\"_年間発電\",データシート3!$A$1:$AB$1,0),0)/10^3","v":{"$error":"#N/A"}},{"$error":"#N/A"},{"$f":"(VLOOKUP($BC238&\"_\"&$AZ$8,データシート3!$A:$AN,MATCH(\"da_合計\",データシート3!$A$1:$AN$1,0),0))/10^3","v":{"$error":"#N/A"}},{"$error":"#N/A"},{"$error":"#N/A"},{"$error":"#N/A"}]
[{"$nulls":49},{"$f":"比較地域マスタ!AD174","v":0},{"$f":"IF(IFERROR(比較地域マスタ!$AE174,\"\")=0,\"\",IFERROR(比較地域マスタ!$AE174,\"\"))","v":""},null,168,2,0,"",{"$f":"VLOOKUP(BC239&\"_\"&$AZ$9,データシート3!A:AB,MATCH(\"ea_\"&\"太陽光（建物系）\"&\"_年間発電\",データシート3!$A$1:$AB$1,0),0)/10^3+VLOOKUP(BC239&\"_\"&$AZ$9,データシート3!A:AB,MATCH(\"ea_\"&\"太陽光（土地系）\"&\"_年間発電\",データシート3!$A$1:$AB$1,0),0)/10^3","v":{"$error":"#N/A"}},{"$f":"VLOOKUP(BC239&\"_\"&$AZ$9,データシート3!A:AB,MATCH(\"ea_\"&\"風力（陸上）\"&\"_年間発電\",データシート3!$A$1:$AB$1,0),0)/10^3","v":{"$error":"#N/A"}},{"$f":"VLOOKUP(BC239&\"_\"&$AZ$9,データシート3!A:AB,MATCH(\"ea_\"&\"中小水（河川）\"&\"_年間発電\",データシート3!$A$1:$AB$1,0),0)/10^3+VLOOKUP(BC239&\"_\"&$AZ$9,データシート3!A:AB,MATCH(\"ea_\"&\"中小水（農業用水路）\"&\"_年間発電\",データシート3!$A$1:$AB$1,0),0)/10^3","v":{"$error":"#N/A"}},{"$f":"VLOOKUP(BC239&\"_\"&$AZ$9,データシート3!A:AB,MATCH(\"ea_\"&\"地熱（蒸気フラッシュ発電）\"&\"_年間発電\",データシート3!$A$1:$AB$1,0),0)/10^3+VLOOKUP(BC239&\"_\"&$AZ$9,データシート3!A:AB,MATCH(\"ea_\"&\"地熱（バイナリー発電）\"&\"_年間発電\",データシート3!$A$1:$AB$1,0),0)/10^3+VLOOKUP(BC239&\"_\"&$AZ$9,データシート3!A:AB,MATCH(\"ea_\"&\"地熱（低温バイナリー発電）\"&\"_年間発電\",データシート3!$A$1:$AB$1,0),0)/10^3","v":{"$error":"#N/A"}},{"$error":"#N/A"},{"$f":"(VLOOKUP($BC239&\"_\"&$AZ$8,データシート3!$A:$AN,MATCH(\"da_合計\",データシート3!$A$1:$AN$1,0),0))/10^3","v":{"$error":"#N/A"}},{"$error":"#N/A"},{"$error":"#N/A"},{"$error":"#N/A"}]
[{"$nulls":49},{"$f":"比較地域マスタ!AD175","v":0},{"$f":"IF(IFERROR(比較地域マスタ!$AE175,\"\")=0,\"\",IFERROR(比較地域マスタ!$AE175,\"\"))","v":""},null,169,2,0,"",{"$f":"VLOOKUP(BC240&\"_\"&$AZ$9,データシート3!A:AB,MATCH(\"ea_\"&\"太陽光（建物系）\"&\"_年間発電\",データシート3!$A$1:$AB$1,0),0)/10^3+VLOOKUP(BC240&\"_\"&$AZ$9,データシート3!A:AB,MATCH(\"ea_\"&\"太陽光（土地系）\"&\"_年間発電\",データシート3!$A$1:$AB$1,0),0)/10^3","v":{"$error":"#N/A"}},{"$f":"VLOOKUP(BC240&\"_\"&$AZ$9,データシート3!A:AB,MATCH(\"ea_\"&\"風力（陸上）\"&\"_年間発電\",データシート3!$A$1:$AB$1,0),0)/10^3","v":{"$error":"#N/A"}},{"$f":"VLOOKUP(BC240&\"_\"&$AZ$9,データシート3!A:AB,MATCH(\"ea_\"&\"中小水（河川）\"&\"_年間発電\",データシート3!$A$1:$AB$1,0),0)/10^3+VLOOKUP(BC240&\"_\"&$AZ$9,データシート3!A:AB,MATCH(\"ea_\"&\"中小水（農業用水路）\"&\"_年間発電\",データシート3!$A$1:$AB$1,0),0)/10^3","v":{"$error":"#N/A"}},{"$f":"VLOOKUP(BC240&\"_\"&$AZ$9,データシート3!A:AB,MATCH(\"ea_\"&\"地熱（蒸気フラッシュ発電）\"&\"_年間発電\",データシート3!$A$1:$AB$1,0),0)/10^3+VLOOKUP(BC240&\"_\"&$AZ$9,データシート3!A:AB,MATCH(\"ea_\"&\"地熱（バイナリー発電）\"&\"_年間発電\",データシート3!$A$1:$AB$1,0),0)/10^3+VLOOKUP(BC240&\"_\"&$AZ$9,データシート3!A:AB,MATCH(\"ea_\"&\"地熱（低温バイナリー発電）\"&\"_年間発電\",データシート3!$A$1:$AB$1,0),0)/10^3","v":{"$error":"#N/A"}},{"$error":"#N/A"},{"$f":"(VLOOKUP($BC240&\"_\"&$AZ$8,データシート3!$A:$AN,MATCH(\"da_合計\",データシート3!$A$1:$AN$1,0),0))/10^3","v":{"$error":"#N/A"}},{"$error":"#N/A"},{"$error":"#N/A"},{"$error":"#N/A"}]
[{"$nulls":49},{"$f":"比較地域マスタ!AD176","v":0},{"$f":"IF(IFERROR(比較地域マスタ!$AE176,\"\")=0,\"\",IFERROR(比較地域マスタ!$AE176,\"\"))","v":""},null,170,2,0,"",{"$f":"VLOOKUP(BC241&\"_\"&$AZ$9,データシート3!A:AB,MATCH(\"ea_\"&\"太陽光（建物系）\"&\"_年間発電\",データシート3!$A$1:$AB$1,0),0)/10^3+VLOOKUP(BC241&\"_\"&$AZ$9,データシート3!A:AB,MATCH(\"ea_\"&\"太陽光（土地系）\"&\"_年間発電\",データシート3!$A$1:$AB$1,0),0)/10^3","v":{"$error":"#N/A"}},{"$f":"VLOOKUP(BC241&\"_\"&$AZ$9,データシート3!A:AB,MATCH(\"ea_\"&\"風力（陸上）\"&\"_年間発電\",データシート3!$A$1:$AB$1,0),0)/10^3","v":{"$error":"#N/A"}},{"$f":"VLOOKUP(BC241&\"_\"&$AZ$9,データシート3!A:AB,MATCH(\"ea_\"&\"中小水（河川）\"&\"_年間発電\",データシート3!$A$1:$AB$1,0),0)/10^3+VLOOKUP(BC241&\"_\"&$AZ$9,データシート3!A:AB,MATCH(\"ea_\"&\"中小水（農業用水路）\"&\"_年間発電\",データシート3!$A$1:$AB$1,0),0)/10^3","v":{"$error":"#N/A"}},{"$f":"VLOOKUP(BC241&\"_\"&$AZ$9,データシート3!A:AB,MATCH(\"ea_\"&\"地熱（蒸気フラッシュ発電）\"&\"_年間発電\",データシート3!$A$1:$AB$1,0),0)/10^3+VLOOKUP(BC241&\"_\"&$AZ$9,データシート3!A:AB,MATCH(\"ea_\"&\"地熱（バイナリー発電）\"&\"_年間発電\",データシート3!$A$1:$AB$1,0),0)/10^3+VLOOKUP(BC241&\"_\"&$AZ$9,データシート3!A:AB,MATCH(\"ea_\"&\"地熱（低温バイナリー発電）\"&\"_年間発電\",データシート3!$A$1:$AB$1,0),0)/10^3","v":{"$error":"#N/A"}},{"$error":"#N/A"},{"$f":"(VLOOKUP($BC241&\"_\"&$AZ$8,データシート3!$A:$AN,MATCH(\"da_合計\",データシート3!$A$1:$AN$1,0),0))/10^3","v":{"$error":"#N/A"}},{"$error":"#N/A"},{"$error":"#N/A"},{"$error":"#N/A"}]
[{"$nulls":49},{"$f":"比較地域マスタ!AD177","v":0},{"$f":"IF(IFERROR(比較地域マスタ!$AE177,\"\")=0,\"\",IFERROR(比較地域マスタ!$AE177,\"\"))","v":""},null,171,2,0,"",{"$f":"VLOOKUP(BC242&\"_\"&$AZ$9,データシート3!A:AB,MATCH(\"ea_\"&\"太陽光（建物系）\"&\"_年間発電\",データシート3!$A$1:$AB$1,0),0)/10^3+VLOOKUP(BC242&\"_\"&$AZ$9,データシート3!A:AB,MATCH(\"ea_\"&\"太陽光（土地系）\"&\"_年間発電\",データシート3!$A$1:$AB$1,0),0)/10^3","v":{"$error":"#N/A"}},{"$f":"VLOOKUP(BC242&\"_\"&$AZ$9,データシート3!A:AB,MATCH(\"ea_\"&\"風力（陸上）\"&\"_年間発電\",データシート3!$A$1:$AB$1,0),0)/10^3","v":{"$error":"#N/A"}},{"$f":"VLOOKUP(BC242&\"_\"&$AZ$9,データシート3!A:AB,MATCH(\"ea_\"&\"中小水（河川）\"&\"_年間発電\",データシート3!$A$1:$AB$1,0),0)/10^3+VLOOKUP(BC242&\"_\"&$AZ$9,データシート3!A:AB,MATCH(\"ea_\"&\"中小水（農業用水路）\"&\"_年間発電\",データシート3!$A$1:$AB$1,0),0)/10^3","v":{"$error":"#N/A"}},{"$f":"VLOOKUP(BC242&\"_\"&$AZ$9,データシート3!A:AB,MATCH(\"ea_\"&\"地熱（蒸気フラッシュ発電）\"&\"_年間発電\",データシート3!$A$1:$AB$1,0),0)/10^3+VLOOKUP(BC242&\"_\"&$AZ$9,データシート3!A:AB,MATCH(\"ea_\"&\"地熱（バイナリー発電）\"&\"_年間発電\",データシート3!$A$1:$AB$1,0),0)/10^3+VLOOKUP(BC242&\"_\"&$AZ$9,データシート3!A:AB,MATCH(\"ea_\"&\"地熱（低温バイナリー発電）\"&\"_年間発電\",データシート3!$A$1:$AB$1,0),0)/10^3","v":{"$error":"#N/A"}},{"$error":"#N/A"},{"$f":"(VLOOKUP($BC242&\"_\"&$AZ$8,データシート3!$A:$AN,MATCH(\"da_合計\",データシート3!$A$1:$AN$1,0),0))/10^3","v":{"$error":"#N/A"}},{"$error":"#N/A"},{"$error":"#N/A"},{"$error":"#N/A"}]
[{"$nulls":49},{"$f":"比較地域マスタ!AD178","v":0},{"$f":"IF(IFERROR(比較地域マスタ!$AE178,\"\")=0,\"\",IFERROR(比較地域マスタ!$AE178,\"\"))","v":""},null,172,2,0,"",{"$f":"VLOOKUP(BC243&\"_\"&$AZ$9,データシート3!A:AB,MATCH(\"ea_\"&\"太陽光（建物系）\"&\"_年間発電\",データシート3!$A$1:$AB$1,0),0)/10^3+VLOOKUP(BC243&\"_\"&$AZ$9,データシート3!A:AB,MATCH(\"ea_\"&\"太陽光（土地系）\"&\"_年間発電\",データシート3!$A$1:$AB$1,0),0)/10^3","v":{"$error":"#N/A"}},{"$f":"VLOOKUP(BC243&\"_\"&$AZ$9,データシート3!A:AB,MATCH(\"ea_\"&\"風力（陸上）\"&\"_年間発電\",データシート3!$A$1:$AB$1,0),0)/10^3","v":{"$error":"#N/A"}},{"$f":"VLOOKUP(BC243&\"_\"&$AZ$9,データシート3!A:AB,MATCH(\"ea_\"&\"中小水（河川）\"&\"_年間発電\",データシート3!$A$1:$AB$1,0),0)/10^3+VLOOKUP(BC243&\"_\"&$AZ$9,データシート3!A:AB,MATCH(\"ea_\"&\"中小水（農業用水路）\"&\"_年間発電\",データシート3!$A$1:$AB$1,0),0)/10^3","v":{"$error":"#N/A"}},{"$f":"VLOOKUP(BC243&\"_\"&$AZ$9,データシート3!A:AB,MATCH(\"ea_\"&\"地熱（蒸気フラッシュ発電）\"&\"_年間発電\",データシート3!$A$1:$AB$1,0),0)/10^3+VLOOKUP(BC243&\"_\"&$AZ$9,データシート3!A:AB,MATCH(\"ea_\"&\"地熱（バイナリー発電）\"&\"_年間発電\",データシート3!$A$1:$AB$1,0),0)/10^3+VLOOKUP(BC243&\"_\"&$AZ$9,データシート3!A:AB,MATCH(\"ea_\"&\"地熱（低温バイナリー発電）\"&\"_年間発電\",データシート3!$A$1:$AB$1,0),0)/10^3","v":{"$error":"#N/A"}},{"$error":"#N/A"},{"$f":"(VLOOKUP($BC243&\"_\"&$AZ$8,データシート3!$A:$AN,MATCH(\"da_合計\",データシート3!$A$1:$AN$1,0),0))/10^3","v":{"$error":"#N/A"}},{"$error":"#N/A"},{"$error":"#N/A"},{"$error":"#N/A"}]
[{"$nulls":49},{"$f":"比較地域マスタ!AD179","v":0},{"$f":"IF(IFERROR(比較地域マスタ!$AE179,\"\")=0,\"\",IFERROR(比較地域マスタ!$AE179,\"\"))","v":""},null,173,2,0,"",{"$f":"VLOOKUP(BC244&\"_\"&$AZ$9,データシート3!A:AB,MATCH(\"ea_\"&\"太陽光（建物系）\"&\"_年間発電\",データシート3!$A$1:$AB$1,0),0)/10^3+VLOOKUP(BC244&\"_\"&$AZ$9,データシート3!A:AB,MATCH(\"ea_\"&\"太陽光（土地系）\"&\"_年間発電\",データシート3!$A$1:$AB$1,0),0)/10^3","v":{"$error":"#N/A"}},{"$f":"VLOOKUP(BC244&\"_\"&$AZ$9,データシート3!A:AB,MATCH(\"ea_\"&\"風力（陸上）\"&\"_年間発電\",データシート3!$A$1:$AB$1,0),0)/10^3","v":{"$error":"#N/A"}},{"$f":"VLOOKUP(BC244&\"_\"&$AZ$9,データシート3!A:AB,MATCH(\"ea_\"&\"中小水（河川）\"&\"_年間発電\",データシート3!$A$1:$AB$1,0),0)/10^3+VLOOKUP(BC244&\"_\"&$AZ$9,データシート3!A:AB,MATCH(\"ea_\"&\"中小水（農業用水路）\"&\"_年間発電\",データシート3!$A$1:$AB$1,0),0)/10^3","v":{"$error":"#N/A"}},{"$f":"VLOOKUP(BC244&\"_\"&$AZ$9,データシート3!A:AB,MATCH(\"ea_\"&\"地熱（蒸気フラッシュ発電）\"&\"_年間発電\",データシート3!$A$1:$AB$1,0),0)/10^3+VLOOKUP(BC244&\"_\"&$AZ$9,データシート3!A:AB,MATCH(\"ea_\"&\"地熱（バイナリー発電）\"&\"_年間発電\",データシート3!$A$1:$AB$1,0),0)/10^3+VLOOKUP(BC244&\"_\"&$AZ$9,データシート3!A:AB,MATCH(\"ea_\"&\"地熱（低温バイナリー発電）\"&\"_年間発電\",データシート3!$A$1:$AB$1,0),0)/10^3","v":{"$error":"#N/A"}},{"$error":"#N/A"},{"$f":"(VLOOKUP($BC244&\"_\"&$AZ$8,データシート3!$A:$AN,MATCH(\"da_合計\",データシート3!$A$1:$AN$1,0),0))/10^3","v":{"$error":"#N/A"}},{"$error":"#N/A"},{"$error":"#N/A"},{"$error":"#N/A"}]
[{"$nulls":49},{"$f":"比較地域マスタ!AD180","v":0},{"$f":"IF(IFERROR(比較地域マスタ!$AE180,\"\")=0,\"\",IFERROR(比較地域マスタ!$AE180,\"\"))","v":""},null,174,2,0,"",{"$f":"VLOOKUP(BC245&\"_\"&$AZ$9,データシート3!A:AB,MATCH(\"ea_\"&\"太陽光（建物系）\"&\"_年間発電\",データシート3!$A$1:$AB$1,0),0)/10^3+VLOOKUP(BC245&\"_\"&$AZ$9,データシート3!A:AB,MATCH(\"ea_\"&\"太陽光（土地系）\"&\"_年間発電\",データシート3!$A$1:$AB$1,0),0)/10^3","v":{"$error":"#N/A"}},{"$f":"VLOOKUP(BC245&\"_\"&$AZ$9,データシート3!A:AB,MATCH(\"ea_\"&\"風力（陸上）\"&\"_年間発電\",データシート3!$A$1:$AB$1,0),0)/10^3","v":{"$error":"#N/A"}},{"$f":"VLOOKUP(BC245&\"_\"&$AZ$9,データシート3!A:AB,MATCH(\"ea_\"&\"中小水（河川）\"&\"_年間発電\",データシート3!$A$1:$AB$1,0),0)/10^3+VLOOKUP(BC245&\"_\"&$AZ$9,データシート3!A:AB,MATCH(\"ea_\"&\"中小水（農業用水路）\"&\"_年間発電\",データシート3!$A$1:$AB$1,0),0)/10^3","v":{"$error":"#N/A"}},{"$f":"VLOOKUP(BC245&\"_\"&$AZ$9,データシート3!A:AB,MATCH(\"ea_\"&\"地熱（蒸気フラッシュ発電）\"&\"_年間発電\",データシート3!$A$1:$AB$1,0),0)/10^3+VLOOKUP(BC245&\"_\"&$AZ$9,データシート3!A:AB,MATCH(\"ea_\"&\"地熱（バイナリー発電）\"&\"_年間発電\",データシート3!$A$1:$AB$1,0),0)/10^3+VLOOKUP(BC245&\"_\"&$AZ$9,データシート3!A:AB,MATCH(\"ea_\"&\"地熱（低温バイナリー発電）\"&\"_年間発電\",データシート3!$A$1:$AB$1,0),0)/10^3","v":{"$error":"#N/A"}},{"$error":"#N/A"},{"$f":"(VLOOKUP($BC245&\"_\"&$AZ$8,データシート3!$A:$AN,MATCH(\"da_合計\",データシート3!$A$1:$AN$1,0),0))/10^3","v":{"$error":"#N/A"}},{"$error":"#N/A"},{"$error":"#N/A"},{"$error":"#N/A"}]
[{"$nulls":49},{"$f":"比較地域マスタ!AD181","v":0},{"$f":"IF(IFERROR(比較地域マスタ!$AE181,\"\")=0,\"\",IFERROR(比較地域マスタ!$AE181,\"\"))","v":""},null,175,2,{"$f":"AX246","v":0},"",{"$f":"VLOOKUP(BC246&\"_\"&$AZ$9,データシート3!A:AB,MATCH(\"ea_\"&\"太陽光（建物系）\"&\"_年間発電\",データシート3!$A$1:$AB$1,0),0)/10^3+VLOOKUP(BC246&\"_\"&$AZ$9,データシート3!A:AB,MATCH(\"ea_\"&\"太陽光（土地系）\"&\"_年間発電\",データシート3!$A$1:$AB$1,0),0)/10^3","v":{"$error":"#N/A"}},{"$f":"VLOOKUP(BC246&\"_\"&$AZ$9,データシート3!A:AB,MATCH(\"ea_\"&\"風力（陸上）\"&\"_年間発電\",データシート3!$A$1:$AB$1,0),0)/10^3","v":{"$error":"#N/A"}},{"$f":"VLOOKUP(BC246&\"_\"&$AZ$9,データシート3!A:AB,MATCH(\"ea_\"&\"中小水（河川）\"&\"_年間発電\",データシート3!$A$1:$AB$1,0),0)/10^3+VLOOKUP(BC246&\"_\"&$AZ$9,データシート3!A:AB,MATCH(\"ea_\"&\"中小水（農業用水路）\"&\"_年間発電\",データシート3!$A$1:$AB$1,0),0)/10^3","v":{"$error":"#N/A"}},{"$f":"VLOOKUP(BC246&\"_\"&$AZ$9,データシート3!A:AB,MATCH(\"ea_\"&\"地熱（蒸気フラッシュ発電）\"&\"_年間発電\",データシート3!$A$1:$AB$1,0),0)/10^3+VLOOKUP(BC246&\"_\"&$AZ$9,データシート3!A:AB,MATCH(\"ea_\"&\"地熱（バイナリー発電）\"&\"_年間発電\",データシート3!$A$1:$AB$1,0),0)/10^3+VLOOKUP(BC246&\"_\"&$AZ$9,データシート3!A:AB,MATCH(\"ea_\"&\"地熱（低温バイナリー発電）\"&\"_年間発電\",データシート3!$A$1:$AB$1,0),0)/10^3","v":{"$error":"#N/A"}},{"$error":"#N/A"},{"$f":"(VLOOKUP($BC246&\"_\"&$AZ$8,データシート3!$A:$AN,MATCH(\"da_合計\",データシート3!$A$1:$AN$1,0),0))/10^3","v":{"$error":"#N/A"}},{"$error":"#N/A"},{"$error":"#N/A"},{"$error":"#N/A"}]
[{"$nulls":49},{"$f":"比較地域マスタ!AD182","v":0},{"$f":"IF(IFERROR(比較地域マスタ!$AE182,\"\")=0,\"\",IFERROR(比較地域マスタ!$AE182,\"\"))","v":""},null,176,2,0,"",{"$f":"VLOOKUP(BC247&\"_\"&$AZ$9,データシート3!A:AB,MATCH(\"ea_\"&\"太陽光（建物系）\"&\"_年間発電\",データシート3!$A$1:$AB$1,0),0)/10^3+VLOOKUP(BC247&\"_\"&$AZ$9,データシート3!A:AB,MATCH(\"ea_\"&\"太陽光（土地系）\"&\"_年間発電\",データシート3!$A$1:$AB$1,0),0)/10^3","v":{"$error":"#N/A"}},{"$f":"VLOOKUP(BC247&\"_\"&$AZ$9,データシート3!A:AB,MATCH(\"ea_\"&\"風力（陸上）\"&\"_年間発電\",データシート3!$A$1:$AB$1,0),0)/10^3","v":{"$error":"#N/A"}},{"$f":"VLOOKUP(BC247&\"_\"&$AZ$9,データシート3!A:AB,MATCH(\"ea_\"&\"中小水（河川）\"&\"_年間発電\",データシート3!$A$1:$AB$1,0),0)/10^3+VLOOKUP(BC247&\"_\"&$AZ$9,データシート3!A:AB,MATCH(\"ea_\"&\"中小水（農業用水路）\"&\"_年間発電\",データシート3!$A$1:$AB$1,0),0)/10^3","v":{"$error":"#N/A"}},{"$f":"VLOOKUP(BC247&\"_\"&$AZ$9,データシート3!A:AB,MATCH(\"ea_\"&\"地熱（蒸気フラッシュ発電）\"&\"_年間発電\",データシート3!$A$1:$AB$1,0),0)/10^3+VLOOKUP(BC247&\"_\"&$AZ$9,データシート3!A:AB,MATCH(\"ea_\"&\"地熱（バイナリー発電）\"&\"_年間発電\",データシート3!$A$1:$AB$1,0),0)/10^3+VLOOKUP(BC247&\"_\"&$AZ$9,データシート3!A:AB,MATCH(\"ea_\"&\"地熱（低温バイナリー発電）\"&\"_年間発電\",データシート3!$A$1:$AB$1,0),0)/10^3","v":{"$error":"#N/A"}},{"$error":"#N/A"},{"$f":"(VLOOKUP($BC247&\"_\"&$AZ$8,データシート3!$A:$AN,MATCH(\"da_合計\",データシート3!$A$1:$AN$1,0),0))/10^3","v":{"$error":"#N/A"}},{"$error":"#N/A"},{"$error":"#N/A"},{"$error":"#N/A"}]
[{"$nulls":49},{"$f":"比較地域マスタ!AD183","v":0},{"$f":"IF(IFERROR(比較地域マスタ!$AE183,\"\")=0,\"\",IFERROR(比較地域マスタ!$AE183,\"\"))","v":""},null,177,2,0,"",{"$f":"VLOOKUP(BC248&\"_\"&$AZ$9,データシート3!A:AB,MATCH(\"ea_\"&\"太陽光（建物系）\"&\"_年間発電\",データシート3!$A$1:$AB$1,0),0)/10^3+VLOOKUP(BC248&\"_\"&$AZ$9,データシート3!A:AB,MATCH(\"ea_\"&\"太陽光（土地系）\"&\"_年間発電\",データシート3!$A$1:$AB$1,0),0)/10^3","v":{"$error":"#N/A"}},{"$f":"VLOOKUP(BC248&\"_\"&$AZ$9,データシート3!A:AB,MATCH(\"ea_\"&\"風力（陸上）\"&\"_年間発電\",データシート3!$A$1:$AB$1,0),0)/10^3","v":{"$error":"#N/A"}},{"$f":"VLOOKUP(BC248&\"_\"&$AZ$9,データシート3!A:AB,MATCH(\"ea_\"&\"中小水（河川）\"&\"_年間発電\",データシート3!$A$1:$AB$1,0),0)/10^3+VLOOKUP(BC248&\"_\"&$AZ$9,データシート3!A:AB,MATCH(\"ea_\"&\"中小水（農業用水路）\"&\"_年間発電\",データシート3!$A$1:$AB$1,0),0)/10^3","v":{"$error":"#N/A"}},{"$f":"VLOOKUP(BC248&\"_\"&$AZ$9,データシート3!A:AB,MATCH(\"ea_\"&\"地熱（蒸気フラッシュ発電）\"&\"_年間発電\",データシート3!$A$1:$AB$1,0),0)/10^3+VLOOKUP(BC248&\"_\"&$AZ$9,データシート3!A:AB,MATCH(\"ea_\"&\"地熱（バイナリー発電）\"&\"_年間発電\",データシート3!$A$1:$AB$1,0),0)/10^3+VLOOKUP(BC248&\"_\"&$AZ$9,データシート3!A:AB,MATCH(\"ea_\"&\"地熱（低温バイナリー発電）\"&\"_年間発電\",データシート3!$A$1:$AB$1,0),0)/10^3","v":{"$error":"#N/A"}},{"$error":"#N/A"},{"$f":"(VLOOKUP($BC248&\"_\"&$AZ$8,データシート3!$A:$AN,MATCH(\"da_合計\",データシート3!$A$1:$AN$1,0),0))/10^3","v":{"$error":"#N/A"}},{"$error":"#N/A"},{"$error":"#N/A"},{"$error":"#N/A"}]
[{"$nulls":49},{"$f":"比較地域マスタ!AD184","v":0},{"$f":"IF(IFERROR(比較地域マスタ!$AE184,\"\")=0,\"\",IFERROR(比較地域マスタ!$AE184,\"\"))","v":""},null,178,2,0,"",{"$f":"VLOOKUP(BC249&\"_\"&$AZ$9,データシート3!A:AB,MATCH(\"ea_\"&\"太陽光（建物系）\"&\"_年間発電\",データシート3!$A$1:$AB$1,0),0)/10^3+VLOOKUP(BC249&\"_\"&$AZ$9,データシート3!A:AB,MATCH(\"ea_\"&\"太陽光（土地系）\"&\"_年間発電\",データシート3!$A$1:$AB$1,0),0)/10^3","v":{"$error":"#N/A"}},{"$f":"VLOOKUP(BC249&\"_\"&$AZ$9,データシート3!A:AB,MATCH(\"ea_\"&\"風力（陸上）\"&\"_年間発電\",データシート3!$A$1:$AB$1,0),0)/10^3","v":{"$error":"#N/A"}},{"$f":"VLOOKUP(BC249&\"_\"&$AZ$9,データシート3!A:AB,MATCH(\"ea_\"&\"中小水（河川）\"&\"_年間発電\",データシート3!$A$1:$AB$1,0),0)/10^3+VLOOKUP(BC249&\"_\"&$AZ$9,データシート3!A:AB,MATCH(\"ea_\"&\"中小水（農業用水路）\"&\"_年間発電\",データシート3!$A$1:$AB$1,0),0)/10^3","v":{"$error":"#N/A"}},{"$f":"VLOOKUP(BC249&\"_\"&$AZ$9,データシート3!A:AB,MATCH(\"ea_\"&\"地熱（蒸気フラッシュ発電）\"&\"_年間発電\",データシート3!$A$1:$AB$1,0),0)/10^3+VLOOKUP(BC249&\"_\"&$AZ$9,データシート3!A:AB,MATCH(\"ea_\"&\"地熱（バイナリー発電）\"&\"_年間発電\",データシート3!$A$1:$AB$1,0),0)/10^3+VLOOKUP(BC249&\"_\"&$AZ$9,データシート3!A:AB,MATCH(\"ea_\"&\"地熱（低温バイナリー発電）\"&\"_年間発電\",データシート3!$A$1:$AB$1,0),0)/10^3","v":{"$error":"#N/A"}},{"$error":"#N/A"},{"$f":"(VLOOKUP($BC249&\"_\"&$AZ$8,データシート3!$A:$AN,MATCH(\"da_合計\",データシート3!$A$1:$AN$1,0),0))/10^3","v":{"$error":"#N/A"}},{"$error":"#N/A"},{"$error":"#N/A"},{"$error":"#N/A"}]
[{"$nulls":49},{"$f":"比較地域マスタ!AD185","v":0},{"$f":"IF(IFERROR(比較地域マスタ!$AE185,\"\")=0,\"\",IFERROR(比較地域マスタ!$AE185,\"\"))","v":""},null,179,2,0,"",{"$f":"VLOOKUP(BC250&\"_\"&$AZ$9,データシート3!A:AB,MATCH(\"ea_\"&\"太陽光（建物系）\"&\"_年間発電\",データシート3!$A$1:$AB$1,0),0)/10^3+VLOOKUP(BC250&\"_\"&$AZ$9,データシート3!A:AB,MATCH(\"ea_\"&\"太陽光（土地系）\"&\"_年間発電\",データシート3!$A$1:$AB$1,0),0)/10^3","v":{"$error":"#N/A"}},{"$f":"VLOOKUP(BC250&\"_\"&$AZ$9,データシート3!A:AB,MATCH(\"ea_\"&\"風力（陸上）\"&\"_年間発電\",データシート3!$A$1:$AB$1,0),0)/10^3","v":{"$error":"#N/A"}},{"$f":"VLOOKUP(BC250&\"_\"&$AZ$9,データシート3!A:AB,MATCH(\"ea_\"&\"中小水（河川）\"&\"_年間発電\",データシート3!$A$1:$AB$1,0),0)/10^3+VLOOKUP(BC250&\"_\"&$AZ$9,データシート3!A:AB,MATCH(\"ea_\"&\"中小水（農業用水路）\"&\"_年間発電\",データシート3!$A$1:$AB$1,0),0)/10^3","v":{"$error":"#N/A"}},{"$f":"VLOOKUP(BC250&\"_\"&$AZ$9,データシート3!A:AB,MATCH(\"ea_\"&\"地熱（蒸気フラッシュ発電）\"&\"_年間発電\",データシート3!$A$1:$AB$1,0),0)/10^3+VLOOKUP(BC250&\"_\"&$AZ$9,データシート3!A:AB,MATCH(\"ea_\"&\"地熱（バイナリー発電）\"&\"_年間発電\",データシート3!$A$1:$AB$1,0),0)/10^3+VLOOKUP(BC250&\"_\"&$AZ$9,データシート3!A:AB,MATCH(\"ea_\"&\"地熱（低温バイナリー発電）\"&\"_年間発電\",データシート3!$A$1:$AB$1,0),0)/10^3","v":{"$error":"#N/A"}},{"$error":"#N/A"},{"$f":"(VLOOKUP($BC250&\"_\"&$AZ$8,データシート3!$A:$AN,MATCH(\"da_合計\",データシート3!$A$1:$AN$1,0),0))/10^3","v":{"$error":"#N/A"}},{"$error":"#N/A"},{"$error":"#N/A"},{"$error":"#N/A"}]
[{"$nulls":49},{"$f":"比較地域マスタ!AD186","v":0},{"$f":"IF(IFERROR(比較地域マスタ!$AE186,\"\")=0,\"\",IFERROR(比較地域マスタ!$AE186,\"\"))","v":""},null,180,2,0,"",{"$f":"VLOOKUP(BC251&\"_\"&$AZ$9,データシート3!A:AB,MATCH(\"ea_\"&\"太陽光（建物系）\"&\"_年間発電\",データシート3!$A$1:$AB$1,0),0)/10^3+VLOOKUP(BC251&\"_\"&$AZ$9,データシート3!A:AB,MATCH(\"ea_\"&\"太陽光（土地系）\"&\"_年間発電\",データシート3!$A$1:$AB$1,0),0)/10^3","v":{"$error":"#N/A"}},{"$f":"VLOOKUP(BC251&\"_\"&$AZ$9,データシート3!A:AB,MATCH(\"ea_\"&\"風力（陸上）\"&\"_年間発電\",データシート3!$A$1:$AB$1,0),0)/10^3","v":{"$error":"#N/A"}},{"$f":"VLOOKUP(BC251&\"_\"&$AZ$9,データシート3!A:AB,MATCH(\"ea_\"&\"中小水（河川）\"&\"_年間発電\",データシート3!$A$1:$AB$1,0),0)/10^3+VLOOKUP(BC251&\"_\"&$AZ$9,データシート3!A:AB,MATCH(\"ea_\"&\"中小水（農業用水路）\"&\"_年間発電\",データシート3!$A$1:$AB$1,0),0)/10^3","v":{"$error":"#N/A"}},{"$f":"VLOOKUP(BC251&\"_\"&$AZ$9,データシート3!A:AB,MATCH(\"ea_\"&\"地熱（蒸気フラッシュ発電）\"&\"_年間発電\",データシート3!$A$1:$AB$1,0),0)/10^3+VLOOKUP(BC251&\"_\"&$AZ$9,データシート3!A:AB,MATCH(\"ea_\"&\"地熱（バイナリー発電）\"&\"_年間発電\",データシート3!$A$1:$AB$1,0),0)/10^3+VLOOKUP(BC251&\"_\"&$AZ$9,データシート3!A:AB,MATCH(\"ea_\"&\"地熱（低温バイナリー発電）\"&\"_年間発電\",データシート3!$A$1:$AB$1,0),0)/10^3","v":{"$error":"#N/A"}},{"$error":"#N/A"},{"$f":"(VLOOKUP($BC251&\"_\"&$AZ$8,データシート3!$A:$AN,MATCH(\"da_合計\",データシート3!$A$1:$AN$1,0),0))/10^3","v":{"$error":"#N/A"}},{"$error":"#N/A"},{"$error":"#N/A"},{"$error":"#N/A"}]

{"sheet":"特定事業所集計表シート","index":7,"n_rows":138,"n_cols":29,"rows_kept":138,"merged":[[3,1,3,5],[3,6,4,16],[3,17,4,27],[4,1,5,1],[4,2,5,3],[4,4,5,5],[6,1,6,3]]}
[null,"特定事業所集計表"]
[{"$nulls":3},{"$f":"年度マスタ!J4","v":"越知町"},null,null,"bb",{"$nulls":10},"ba"]
[{"$nulls":3},{"$f":"年度マスタ!K4","v":"39403"},null,null,"平成23年度","平成24年度","平成25年度","平成26年度","平成27年度","平成28年度","平成29年度","平成30年度","令和元年度","令和2年度","令和3年度","平成23年度","平成24年度","平成25年度","平成26年度","平成27年度","平成28年度","平成29年度","平成30年度","令和元年度","令和2年度","令和3年度"]
[null,"日本標準産業分類（平成25年10月改定）（平成26年4月1日施行）",{"$nulls":4},"特定事業所数［箇所］",{"$nulls":10},"特定事業所排出量［千t-CO2］"]
[null,"大分類","中分類",null,"細分類"]
[{"$nulls":6},"平成23年度\n（2011年度）","平成24年度\n（2012年度）","平成25年度\n（2013年度）","平成26年度\n（2014年度）","平成27年度\n（2015年度）","平成28年度\n（2016年度）","平成29年度\n（2017年度）","平成30年度\n（2018年度）","令和元年度\n（2019年度）","令和2年度\n（2020年度）","令和3年度\n（2021年度）","平成23年度\n（2011年度）","平成24年度\n（2012年度）","平成25年度\n（2013年度）","平成26年度\n（2014年度）","平成27年度\n（2015年度）","平成28年度\n（2016年度）","平成29年度\n（2017年度）","平成30年度\n（2018年度）","令和元年度\n（2019年度）","令和2年度\n（2020年度）","令和3年度\n（2021年度）"]
[null,"合　　計　",{"$nulls":4},{"$f":"SUM(G8:G13)","v":0},0,0,0,0,0,0,0,{"$f":"SUM(O8:O13)","v":0},0,{"$f":"SUM(Q8:Q13)","v":0},0,0,0,0,0,0,0,0,{"$f":"SUM(Z8:Z13)","v":0},{"$f":"SUM(AA8:AA13)","v":0},0]
[null,null,"農林水産業",{"$nulls":3},{"$f":"VLOOKUP($D$3&\"_\"&G$3,データシート1!$A:$BU,MATCH($G$2&\"_\"&$C8,データシート1!$A$1:$BU$1,0),0)","v":0},{"$f":"VLOOKUP($D$3&\"_\"&H$3,データシート1!$A:$BU,MATCH($G$2&\"_\"&$C8,データシート1!$A$1:$BU$1,0),0)","v":0},{"$f":"VLOOKUP($D$3&\"_\"&I$3,データシート1!$A:$BU,MATCH($G$2&\"_\"&$C8,データシート1!$A$1:$BU$1,0),0)","v":0},{"$f":"VLOOKUP($D$3&\"_\"&J$3,データシート1!$A:$BU,MATCH($G$2&\"_\"&$C8,データシート1!$A$1:$BU$1,0),0)","v":0},{"$f":"VLOOKUP($D$3&\"_\"&K$3,データシート1!$A:$BU,MATCH($G$2&\"_\"&$C8,データシート1!$A$1:$BU$1,0),0)","v":0},{"$f":"VLOOKUP($D$3&\"_\"&L$3,データシート1!$A:$BU,MATCH($G$2&\"_\"&$C8,データシート1!$A$1:$BU$1,0),0)","v":0},{"$f":"VLOOKUP($D$3&\"_\"&M$3,データシート1!$A:$BU,MATCH($G$2&\"_\"&$C8,データシート1!$A$1:$BU$1,0),0)","v":0},{"$f":"VLOOKUP($D$3&\"_\"&N$3,データシート1!$A:$BU,MATCH($G$2&\"_\"&$C8,データシート1!$A$1:$BU$1,0),0)","v":0},{"$f":"VLOOKUP($D$3&\"_\"&O$3,データシート1!$A:$BU,MATCH($G$2&\"_\"&$C8,データシート1!$A$1:$BU$1,0),0)","v":0},{"$f":"VLOOKUP($D$3&\"_\"&P$3,データシート1!$A:$BU,MATCH($G$2&\"_\"&$C8,データシート1!$A$1:$BU$1,0),0)","v":0},{"$f":"VLOOKUP($D$3&\"_\"&Q$3,データシート1!$A:$BU,MATCH($G$2&\"_\"&$C8,データシート1!$A$1:$BU$1,0),0)","v":0},{"$f":"VLOOKUP($D$3&\"_\"&R$3,データシート1!$A:$BU,MATCH($R$2&\"_\"&$C8,データシート1!$A$1:$BU$1,0),0)","v":0},{"$f":"VLOOKUP($D$3&\"_\"&S$3,データシート1!$A:$BU,MATCH($R$2&\"_\"&$C8,データシート1!$A$1:$BU$1,0),0)","v":0},{"$f":"VLOOKUP($D$3&\"_\"&T$3,データシート1!$A:$BU,MATCH($R$2&\"_\"&$C8,データシート1!$A$1:$BU$1,0),0)","v":0},{"$f":"VLOOKUP($D$3&\"_\"&U$3,データシート1!$A:$BU,MATCH($R$2&\"_\"&$C8,データシート1!$A$1:$BU$1,0),0)","v":0},{"$f":"VLOOKUP($D$3&\"_\"&V$3,データシート1!$A:$BU,MATCH($R$2&\"_\"&$C8,データシート1!$A$1:$BU$1,0),0)","v":0},{"$f":"VLOOKUP($D$3&\"_\"&W$3,データシート1!$A:$BU,MATCH($R$2&\"_\"&$C8,データシート1!$A$1:$BU$1,0),0)","v":0},{"$f":"VLOOKUP($D$3&\"_\"&X$3,データシート1!$A:$BU,MATCH($R$2&\"_\"&$C8,データシート1!$A$1:$BU$1,0),0)","v":0},{"$f":"VLOOKUP($D$3&\"_\"&Y$3,データシート1!$A:$BU,MATCH($R$2&\"_\"&$C8,データシート1!$A$1:$BU$1,0),0)","v":0},{"$f":"VLOOKUP($D$3&\"_\"&Z$3,データシート1!$A:$BU,MATCH($R$2&\"_\"&$C8,データシート1!$A$1:$BU$1,0),0)","v":0},{"$f":"VLOOKUP($D$3&\"_\"&AA$3,データシート1!$A:$BU,MATCH($R$2&\"_\"&$C8,データシート1!$A$1:$BU$1,0),0)","v":0},{"$f":"VLOOKUP($D$3&\"_\"&AB$3,データシート1!$A:$BU,MATCH($R$2&\"_\"&$C8,データシート1!$A$1:$BU$1,0),0)","v":0}]
[null,null,"建設業・鉱業",{"$nulls":3},{"$f":"VLOOKUP($D$3&\"_\"&G$3,データシート1!$A:$BU,MATCH($G$2&\"_\"&$C9,データシート1!$A$1:$BU$1,0),0)","v":0},{"$f":"VLOOKUP($D$3&\"_\"&H$3,データシート1!$A:$BU,MATCH($G$2&\"_\"&$C9,データシート1!$A$1:$BU$1,0),0)","v":0},{"$f":"VLOOKUP($D$3&\"_\"&I$3,データシート1!$A:$BU,MATCH($G$2&\"_\"&$C9,データシート1!$A$1:$BU$1,0),0)","v":0},{"$f":"VLOOKUP($D$3&\"_\"&J$3,データシート1!$A:$BU,MATCH($G$2&\"_\"&$C9,データシート1!$A$1:$BU$1,0),0)","v":0},{"$f":"VLOOKUP($D$3&\"_\"&K$3,データシート1!$A:$BU,MATCH($G$2&\"_\"&$C9,データシート1!$A$1:$BU$1,0),0)","v":0},{"$f":"VLOOKUP($D$3&\"_\"&L$3,データシート1!$A:$BU,MATCH($G$2&\"_\"&$C9,データシート1!$A$1:$BU$1,0),0)","v":0},{"$f":"VLOOKUP($D$3&\"_\"&M$3,データシート1!$A:$BU,MATCH($G$2&\"_\"&$C9,データシート1!$A$1:$BU$1,0),0)","v":0},{"$f":"VLOOKUP($D$3&\"_\"&N$3,データシート1!$A:$BU,MATCH($G$2&\"_\"&$C9,データシート1!$A$1:$BU$1,0),0)","v":0},{"$f":"VLOOKUP($D$3&\"_\"&O$3,データシート1!$A:$BU,MATCH($G$2&\"_\"&$C9,データシート1!$A$1:$BU$1,0),0)","v":0},{"$f":"VLOOKUP($D$3&\"_\"&P$3,データシート1!$A:$BU,MATCH($G$2&\"_\"&$C9,データシート1!$A$1:$BU$1,0),0)","v":0},{"$f":"VLOOKUP($D$3&\"_\"&Q$3,データシート1!$A:$BU,MATCH($G$2&\"_\"&$C9,データシート1!$A$1:$BU$1,0),0)","v":0},{"$f":"VLOOKUP($D$3&\"_\"&R$3,データシート1!$A:$BU,MATCH($R$2&\"_\"&$C9,データシート1!$A$1:$BU$1,0),0)","v":0},{"$f":"VLOOKUP($D$3&\"_\"&S$3,データシート1!$A:$BU,MATCH($R$2&\"_\"&$C9,データシート1!$A$1:$BU$1,0),0)","v":0},{"$f":"VLOOKUP($D$3&\"_\"&T$3,データシート1!$A:$BU,MATCH($R$2&\"_\"&$C9,データシート1!$A$1:$BU$1,0),0)","v":0},{"$f":"VLOOKUP($D$3&\"_\"&U$3,データシート1!$A:$BU,MATCH($R$2&\"_\"&$C9,データシート1!$A$1:$BU$1,0),0)","v":0},{"$f":"VLOOKUP($D$3&\"_\"&V$3,データシート1!$A:$BU,MATCH($R$2&\"_\"&$C9,データシート1!$A$1:$BU$1,0),0)","v":0},{"$f":"VLOOKUP($D$3&\"_\"&W$3,データシート1!$A:$BU,MATCH($R$2&\"_\"&$C9,データシート1!$A$1:$BU$1,0),0)","v":0},{"$f":"VLOOKUP($D$3&\"_\"&X$3,データシート1!$A:$BU,MATCH($R$2&\"_\"&$C9,データシート1!$A$1:$BU$1,0),0)","v":0},{"$f":"VLOOKUP($D$3&\"_\"&Y$3,データシート1!$A:$BU,MATCH($R$2&\"_\"&$C9,データシート1!$A$1:$BU$1,0),0)","v":0},{"$f":"VLOOKUP($D$3&\"_\"&Z$3,データシート1!$A:$BU,MATCH($R$2&\"_\"&$C9,データシート1!$A$1:$BU$1,0),0)","v":0},{"$f":"VLOOKUP($D$3&\"_\"&AA$3,データシート1!$A:$BU,MATCH($R$2&\"_\"&$C9,データシート1!$A$1:$BU$1,0),0)","v":0},{"$f":"VLOOKUP($D$3&\"_\"&AB$3,データシート1!$A:$BU,MATCH($R$2&\"_\"&$C9,データシート1!$A$1:$BU$1,0),0)","v":0}]
[null,null,"製造業",{"$nulls":3},{"$f":"VLOOKUP($D$3&\"_\"&G$3,データシート1!$A:$BU,MATCH($G$2&\"_\"&$C10,データシート1!$A$1:$BU$1,0),0)","v":0},{"$f":"VLOOKUP($D$3&\"_\"&H$3,データシート1!$A:$BU,MATCH($G$2&\"_\"&$C10,データシート1!$A$1:$BU$1,0),0)","v":0},{"$f":"VLOOKUP($D$3&\"_\"&I$3,データシート1!$A:$BU,MATCH($G$2&\"_\"&$C10,データシート1!$A$1:$BU$1,0),0)","v":0},{"$f":"VLOOKUP($D$3&\"_\"&J$3,データシート1!$A:$BU,MATCH($G$2&\"_\"&$C10,データシート1!$A$1:$BU$1,0),0)","v":0},{"$f":"VLOOKUP($D$3&\"_\"&K$3,データシート1!$A:$BU,MATCH($G$2&\"_\"&$C10,データシート1!$A$1:$BU$1,0),0)","v":0},{"$f":"VLOOKUP($D$3&\"_\"&L$3,データシート1!$A:$BU,MATCH($G$2&\"_\"&$C10,データシート1!$A$1:$BU$1,0),0)","v":0},{"$f":"VLOOKUP($D$3&\"_\"&M$3,データシート1!$A:$BU,MATCH($G$2&\"_\"&$C10,データシート1!$A$1:$BU$1,0),0)","v":0},{"$f":"VLOOKUP($D$3&\"_\"&N$3,データシート1!$A:$BU,MATCH($G$2&\"_\"&$C10,データシート1!$A$1:$BU$1,0),0)","v":0},{"$f":"VLOOKUP($D$3&\"_\"&O$3,データシート1!$A:$BU,MATCH($G$2&\"_\"&$C10,データシート1!$A$1:$BU$1,0),0)","v":0},{"$f":"VLOOKUP($D$3&\"_\"&P$3,データシート1!$A:$BU,MATCH($G$2&\"_\"&$C10,データシート1!$A$1:$BU$1,0),0)","v":0},{"$f":"VLOOKUP($D$3&\"_\"&Q$3,データシート1!$A:$BU,MATCH($G$2&\"_\"&$C10,データシート1!$A$1:$BU$1,0),0)","v":0},{"$f":"VLOOKUP($D$3&\"_\"&R$3,データシート1!$A:$BU,MATCH($R$2&\"_\"&$C10,データシート1!$A$1:$BU$1,0),0)","v":0},{"$f":"VLOOKUP($D$3&\"_\"&S$3,データシート1!$A:$BU,MATCH($R$2&\"_\"&$C10,データシート1!$A$1:$BU$1,0),0)","v":0},{"$f":"VLOOKUP($D$3&\"_\"&T$3,データシート1!$A:$BU,MATCH($R$2&\"_\"&$C10,データシート1!$A$1:$BU$1,0),0)","v":0},{"$f":"VLOOKUP($D$3&\"_\"&U$3,データシート1!$A:$BU,MATCH($R$2&\"_\"&$C10,データシート1!$A$1:$BU$1,0),0)","v":0},{"$f":"VLOOKUP($D$3&\"_\"&V$3,データシート1!$A:$BU,MATCH($R$2&\"_\"&$C10,データシート1!$A$1:$BU$1,0),0)","v":0},{"$f":"VLOOKUP($D$3&\"_\"&W$3,データシート1!$A:$BU,MATCH($R$2&\"_\"&$C10,データシート1!$A$1:$BU$1,0),0)","v":0},{"$f":"VLOOKUP($D$3&\"_\"&X$3,データシート1!$A:$BU,MATCH($R$2&\"_\"&$C10,データシート1!$A$1:$BU$1,0),0)","v":0},{"$f":"VLOOKUP($D$3&\"_\"&Y$3,データシート1!$A:$BU,MATCH($R$2&\"_\"&$C10,データシート1!$A$1:$BU$1,0),0)","v":0},{"$f":"VLOOKUP($D$3&\"_\"&Z$3,データシート1!$A:$BU,MATCH($R$2&\"_\"&$C10,データシート1!$A$1:$BU$1,0),0)","v":0},{"$f":"VLOOKUP($D$3&\"_\"&AA$3,データシート1!$A:$BU,MATCH($R$2&\"_\"&$C10,データシート1!$A$1:$BU$1,0),0)","v":0},{"$f":"VLOOKUP($D$3&\"_\"&AB$3,データシート1!$A:$BU,MATCH($R$2&\"_\"&$C10,データシート1!$A$1:$BU$1,0),0)","v":0}]
[null,null,"業務その他部門",{"$nulls":3},{"$f":"VLOOKUP($D$3&\"_\"&G$3,データシート1!$A:$BU,MATCH($G$2&\"_\"&$C11,データシート1!$A$1:$BU$1,0),0)","v":0},{"$f":"VLOOKUP($D$3&\"_\"&H$3,データシート1!$A:$BU,MATCH($G$2&\"_\"&$C11,データシート1!$A$1:$BU$1,0),0)","v":0},{"$f":"VLOOKUP($D$3&\"_\"&I$3,データシート1!$A:$BU,MATCH($G$2&\"_\"&$C11,データシート1!$A$1:$BU$1,0),0)","v":0},{"$f":"VLOOKUP($D$3&\"_\"&J$3,データシート1!$A:$BU,MATCH($G$2&\"_\"&$C11,データシート1!$A$1:$BU$1,0),0)","v":0},{"$f":"VLOOKUP($D$3&\"_\"&K$3,データシート1!$A:$BU,MATCH($G$2&\"_\"&$C11,データシート1!$A$1:$BU$1,0),0)","v":0},{"$f":"VLOOKUP($D$3&\"_\"&L$3,データシート1!$A:$BU,MATCH($G$2&\"_\"&$C11,データシート1!$A$1:$BU$1,0),0)","v":0},{"$f":"VLOOKUP($D$3&\"_\"&M$3,データシート1!$A:$BU,MATCH($G$2&\"_\"&$C11,データシート1!$A$1:$BU$1,0),0)","v":0},{"$f":"VLOOKUP($D$3&\"_\"&N$3,データシート1!$A:$BU,MATCH($G$2&\"_\"&$C11,データシート1!$A$1:$BU$1,0),0)","v":0},{"$f":"VLOOKUP($D$3&\"_\"&O$3,データシート1!$A:$BU,MATCH($G$2&\"_\"&$C11,データシート1!$A$1:$BU$1,0),0)","v":0},{"$f":"VLOOKUP($D$3&\"_\"&P$3,データシート1!$A:$BU,MATCH($G$2&\"_\"&$C11,データシート1!$A$1:$BU$1,0),0)","v":0},{"$f":"VLOOKUP($D$3&\"_\"&Q$3,データシート1!$A:$BU,MATCH($G$2&\"_\"&$C11,データシート1!$A$1:$BU$1,0),0)","v":0},{"$f":"VLOOKUP($D$3&\"_\"&R$3,データシート1!$A:$BU,MATCH($R$2&\"_\"&$C11,データシート1!$A$1:$BU$1,0),0)","v":0},{"$f":"VLOOKUP($D$3&\"_\"&S$3,データシート1!$A:$BU,MATCH($R$2&\"_\"&$C11,データシート1!$A$1:$BU$1,0),0)","v":0},{"$f":"VLOOKUP($D$3&\"_\"&T$3,データシート1!$A:$BU,MATCH($R$2&\"_\"&$C11,データシート1!$A$1:$BU$1,0),0)","v":0},{"$f":"VLOOKUP($D$3&\"_\"&U$3,データシート1!$A:$BU,MATCH($R$2&\"_\"&$C11,データシート1!$A$1:$BU$1,0),0)","v":0},{"$f":"VLOOKUP($D$3&\"_\"&V$3,データシート1!$A:$BU,MATCH($R$2&\"_\"&$C11,データシート1!$A$1:$BU$1,0),0)","v":0},{"$f":"VLOOKUP($D$3&\"_\"&W$3,データシート1!$A:$BU,MATCH($R$2&\"_\"&$C11,データシート1!$A$1:$BU$1,0),0)","v":0},{"$f":"VLOOKUP($D$3&\"_\"&X$3,データシート1!$A:$BU,MATCH($R$2&\"_\"&$C11,データシート1!$A$1:$BU$1,0),0)","v":0},{"$f":"VLOOKUP($D$3&\"_\"&Y$3,データシート1!$A:$BU,MATCH($R$2&\"_\"&$C11,データシート1!$A$1:$BU$1,0),0)","v":0},{"$f":"VLOOKUP($D$3&\"_\"&Z$3,データシート1!$A:$BU,MATCH($R$2&\"_\"&$C11,データシート1!$A$1:$BU$1,0),0)","v":0},{"$f":"VLOOKUP($D$3&\"_\"&AA$3,データシート1!$A:$BU,MATCH($R$2&\"_\"&$C11,データシート1!$A$1:$BU$1,0),0)","v":0},{"$f":"VLOOKUP($D$3&\"_\"&AB$3,データシート1!$A:$BU,MATCH($R$2&\"_\"&$C11,データシート1!$A$1:$BU$1,0),0)","v":0},{"$f":"SUM(AC53,AC62,AC68,AC77,AC90,AC97,AC101,AC106,AC110,AC114,AC117,AC121,AC124,AC133)-SUM(AC55,AC56,AC58,AC60)","v":0}]
[null,null,"エネルギー転換部門",{"$nulls":3},{"$f":"VLOOKUP($D$3&\"_\"&G$3,データシート1!$A:$BU,MATCH($G$2&\"_\"&$C12,データシート1!$A$1:$BU$1,0),0)","v":0},{"$f":"VLOOKUP($D$3&\"_\"&H$3,データシート1!$A:$BU,MATCH($G$2&\"_\"&$C12,データシート1!$A$1:$BU$1,0),0)","v":0},{"$f":"VLOOKUP($D$3&\"_\"&I$3,データシート1!$A:$BU,MATCH($G$2&\"_\"&$C12,データシート1!$A$1:$BU$1,0),0)","v":0},{"$f":"VLOOKUP($D$3&\"_\"&J$3,データシート1!$A:$BU,MATCH($G$2&\"_\"&$C12,データシート1!$A$1:$BU$1,0),0)","v":0},{"$f":"VLOOKUP($D$3&\"_\"&K$3,データシート1!$A:$BU,MATCH($G$2&\"_\"&$C12,データシート1!$A$1:$BU$1,0),0)","v":0},{"$f":"VLOOKUP($D$3&\"_\"&L$3,データシート1!$A:$BU,MATCH($G$2&\"_\"&$C12,データシート1!$A$1:$BU$1,0),0)","v":0},{"$f":"VLOOKUP($D$3&\"_\"&M$3,データシート1!$A:$BU,MATCH($G$2&\"_\"&$C12,データシート1!$A$1:$BU$1,0),0)","v":0},{"$f":"VLOOKUP($D$3&\"_\"&N$3,データシート1!$A:$BU,MATCH($G$2&\"_\"&$C12,データシート1!$A$1:$BU$1,0),0)","v":0},{"$f":"VLOOKUP($D$3&\"_\"&O$3,データシート1!$A:$BU,MATCH($G$2&\"_\"&$C12,データシート1!$A$1:$BU$1,0),0)","v":0},{"$f":"VLOOKUP($D$3&\"_\"&P$3,データシート1!$A:$BU,MATCH($G$2&\"_\"&$C12,データシート1!$A$1:$BU$1,0),0)","v":0},{"$f":"VLOOKUP($D$3&\"_\"&Q$3,データシート1!$A:$BU,MATCH($G$2&\"_\"&$C12,データシート1!$A$1:$BU$1,0),0)","v":0},{"$f":"VLOOKUP($D$3&\"_\"&R$3,データシート1!$A:$BU,MATCH($R$2&\"_\"&$C12,データシート1!$A$1:$BU$1,0),0)","v":0},{"$f":"VLOOKUP($D$3&\"_\"&S$3,データシート1!$A:$BU,MATCH($R$2&\"_\"&$C12,データシート1!$A$1:$BU$1,0),0)","v":0},{"$f":"VLOOKUP($D$3&\"_\"&T$3,データシート1!$A:$BU,MATCH($R$2&\"_\"&$C12,データシート1!$A$1:$BU$1,0),0)","v":0},{"$f":"VLOOKUP($D$3&\"_\"&U$3,データシート1!$A:$BU,MATCH($R$2&\"_\"&$C12,データシート1!$A$1:$BU$1,0),0)","v":0},{"$f":"VLOOKUP($D$3&\"_\"&V$3,データシート1!$A:$BU,MATCH($R$2&\"_\"&$C12,データシート1!$A$1:$BU$1,0),0)","v":0},{"$f":"VLOOKUP($D$3&\"_\"&W$3,データシート1!$A:$BU,MATCH($R$2&\"_\"&$C12,データシート1!$A$1:$BU$1,0),0)","v":0},{"$f":"VLOOKUP($D$3&\"_\"&X$3,データシート1!$A:$BU,MATCH($R$2&\"_\"&$C12,データシート1!$A$1:$BU$1,0),0)","v":0},{"$f":"VLOOKUP($D$3&\"_\"&Y$3,データシート1!$A:$BU,MATCH($R$2&\"_\"&$C12,データシート1!$A$1:$BU$1,0),0)","v":0},{"$f":"VLOOKUP($D$3&\"_\"&Z$3,データシート1!$A:$BU,MATCH($R$2&\"_\"&$C12,データシート1!$A$1:$BU$1,0),0)","v":0},{"$f":"VLOOKUP($D$3&\"_\"&AA$3,データシート1!$A:$BU,MATCH($R$2&\"_\"&$C12,データシート1!$A$1:$BU$1,0),0)","v":0},{"$f":"VLOOKUP($D$3&\"_\"&AB$3,データシート1!$A:$BU,MATCH($R$2&\"_\"&$C12,データシート1!$A$1:$BU$1,0),0)","v":0},{"$f":"SUM(AC36,AC37,AC55,AC56,AC58,AC60)","v":0}]
[null,null,"分類不能",{"$nulls":3},{"$f":"VLOOKUP($D$3&\"_\"&G$3,データシート1!$A:$BU,MATCH($G$2&\"_\"&$C13,データシート1!$A$1:$BU$1,0),0)","v":0},{"$f":"VLOOKUP($D$3&\"_\"&H$3,データシート1!$A:$BU,MATCH($G$2&\"_\"&$C13,データシート1!$A$1:$BU$1,0),0)","v":0},{"$f":"VLOOKUP($D$3&\"_\"&I$3,データシート1!$A:$BU,MATCH($G$2&\"_\"&$C13,データシート1!$A$1:$BU$1,0),0)","v":0},{"$f":"VLOOKUP($D$3&\"_\"&J$3,データシート1!$A:$BU,MATCH($G$2&\"_\"&$C13,データシート1!$A$1:$BU$1,0),0)","v":0},{"$f":"VLOOKUP($D$3&\"_\"&K$3,データシート1!$A:$BU,MATCH($G$2&\"_\"&$C13,データシート1!$A$1:$BU$1,0),0)","v":0},{"$f":"VLOOKUP($D$3&\"_\"&L$3,データシート1!$A:$BU,MATCH($G$2&\"_\"&$C13,データシート1!$A$1:$BU$1,0),0)","v":0},{"$f":"VLOOKUP($D$3&\"_\"&M$3,データシート1!$A:$BU,MATCH($G$2&\"_\"&$C13,データシート1!$A$1:$BU$1,0),0)","v":0},{"$f":"VLOOKUP($D$3&\"_\"&N$3,データシート1!$A:$BU,MATCH($G$2&\"_\"&$C13,データシート1!$A$1:$BU$1,0),0)","v":0},{"$f":"VLOOKUP($D$3&\"_\"&O$3,データシート1!$A:$BU,MATCH($G$2&\"_\"&$C13,データシート1!$A$1:$BU$1,0),0)","v":0},{"$f":"VLOOKUP($D$3&\"_\"&P$3,データシート1!$A:$BU,MATCH($G$2&\"_\"&$C13,データシート1!$A$1:$BU$1,0),0)","v":0},{"$f":"VLOOKUP($D$3&\"_\"&Q$3,データシート1!$A:$BU,MATCH($G$2&\"_\"&$C13,データシート1!$A$1:$BU$1,0),0)","v":0},{"$f":"VLOOKUP($D$3&\"_\"&R$3,データシート1!$A:$BU,MATCH($R$2&\"_\"&$C13,データシート1!$A$1:$BU$1,0),0)","v":0},{"$f":"VLOOKUP($D$3&\"_\"&S$3,データシート1!$A:$BU,MATCH($R$2&\"_\"&$C13,データシート1!$A$1:$BU$1,0),0)","v":0},{"$f":"VLOOKUP($D$3&\"_\"&T$3,データシート1!$A:$BU,MATCH($R$2&\"_\"&$C13,データシート1!$A$1:$BU$1,0),0)","v":0},{"$f":"VLOOKUP($D$3&\"_\"&U$3,データシート1!$A:$BU,MATCH($R$2&\"_\"&$C13,データシート1!$A$1:$BU$1,0),0)","v":0},{"$f":"VLOOKUP($D$3&\"_\"&V$3,データシート1!$A:$BU,MATCH($R$2&\"_\"&$C13,データシート1!$A$1:$BU$1,0),0)","v":0},{"$f":"VLOOKUP($D$3&\"_\"&W$3,データシート1!$A:$BU,MATCH($R$2&\"_\"&$C13,データシート1!$A$1:$BU$1,0),0)","v":0},{"$f":"VLOOKUP($D$3&\"_\"&X$3,データシート1!$A:$BU,MATCH($R$2&\"_\"&$C13,データシート1!$A$1:$BU$1,0),0)","v":0},{"$f":"VLOOKUP($D$3&\"_\"&Y$3,データシート1!$A:$BU,MATCH($R$2&\"_\"&$C13,データシート1!$A$1:$BU$1,0),0)","v":0},{"$f":"VLOOKUP($D$3&\"_\"&Z$3,データシート1!$A:$BU,MATCH($R$2&\"_\"&$C13,データシート1!$A$1:$BU$1,0),0)","v":0},{"$f":"VLOOKUP($D$3&\"_\"&AA$3,データシート1!$A:$BU,MATCH($R$2&\"_\"&$C13,データシート1!$A$1:$BU$1,0),0)","v":0},{"$f":"VLOOKUP($D$3&\"_\"&AB$3,データシート1!$A:$BU,MATCH($R$2&\"_\"&$C13,データシート1!$A$1:$BU$1,0),0)","v":0}]
[null,"A","農業,林業",{"$nulls":3},{"$f":"VLOOKUP($D$3&\"_\"&G$3,データシート2!$A:$SI,MATCH($G$2&\"_\"&$B14,データシート2!$A$1:$SI$1,0),0)","v":0},{"$f":"VLOOKUP($D$3&\"_\"&H$3,データシート2!$A:$SI,MATCH($G$2&\"_\"&$B14,データシート2!$A$1:$SI$1,0),0)","v":0},{"$f":"VLOOKUP($D$3&\"_\"&I$3,データシート2!$A:$SI,MATCH($G$2&\"_\"&$B14,データシート2!$A$1:$SI$1,0),0)","v":0},{"$f":"VLOOKUP($D$3&\"_\"&J$3,データシート2!$A:$SI,MATCH($G$2&\"_\"&$B14,データシート2!$A$1:$SI$1,0),0)","v":0},{"$f":"VLOOKUP($D$3&\"_\"&K$3,データシート2!$A:$SI,MATCH($G$2&\"_\"&$B14,データシート2!$A$1:$SI$1,0),0)","v":0},{"$f":"VLOOKUP($D$3&\"_\"&L$3,データシート2!$A:$SI,MATCH($G$2&\"_\"&$B14,データシート2!$A$1:$SI$1,0),0)","v":0},{"$f":"VLOOKUP($D$3&\"_\"&M$3,データシート2!$A:$SI,MATCH($G$2&\"_\"&$B14,データシート2!$A$1:$SI$1,0),0)","v":0},{"$f":"VLOOKUP($D$3&\"_\"&N$3,データシート2!$A:$SI,MATCH($G$2&\"_\"&$B14,データシート2!$A$1:$SI$1,0),0)","v":0},{"$f":"VLOOKUP($D$3&\"_\"&O$3,データシート2!$A:$SI,MATCH($G$2&\"_\"&$B14,データシート2!$A$1:$SI$1,0),0)","v":0},{"$f":"VLOOKUP($D$3&\"_\"&P$3,データシート2!$A:$SI,MATCH($G$2&\"_\"&$B14,データシート2!$A$1:$SI$1,0),0)","v":0},{"$f":"VLOOKUP($D$3&\"_\"&Q$3,データシート2!$A:$SI,MATCH($G$2&\"_\"&$B14,データシート2!$A$1:$SI$1,0),0)","v":0},{"$f":"VLOOKUP($D$3&\"_\"&R$3,データシート2!$A:$SI,MATCH($R$2&\"_\"&$B14,データシート2!$A$1:$SI$1,0),0)","v":0},{"$f":"VLOOKUP($D$3&\"_\"&S$3,データシート2!$A:$SI,MATCH($R$2&\"_\"&$B14,データシート2!$A$1:$SI$1,0),0)","v":0},{"$f":"VLOOKUP($D$3&\"_\"&T$3,データシート2!$A:$SI,MATCH($R$2&\"_\"&$B14,データシート2!$A$1:$SI$1,0),0)","v":0},{"$f":"VLOOKUP($D$3&\"_\"&U$3,データシート2!$A:$SI,MATCH($R$2&\"_\"&$B14,データシート2!$A$1:$SI$1,0),0)","v":0},{"$f":"VLOOKUP($D$3&\"_\"&V$3,データシート2!$A:$SI,MATCH($R$2&\"_\"&$B14,データシート2!$A$1:$SI$1,0),0)","v":0},{"$f":"VLOOKUP($D$3&\"_\"&W$3,データシート2!$A:$SI,MATCH($R$2&\"_\"&$B14,データシート2!$A$1:$SI$1,0),0)","v":0},{"$f":"VLOOKUP($D$3&\"_\"&X$3,データシート2!$A:$SI,MATCH($R$2&\"_\"&$B14,データシート2!$A$1:$SI$1,0),0)","v":0},{"$f":"VLOOKUP($D$3&\"_\"&Y$3,データシート2!$A:$SI,MATCH($R$2&\"_\"&$B14,データシート2!$A$1:$SI$1,0),0)","v":0},{"$f":"VLOOKUP($D$3&\"_\"&Z$3,データシート2!$A:$SI,MATCH($R$2&\"_\"&$B14,データシート2!$A$1:$SI$1,0),0)","v":0},{"$f":"VLOOKUP($D$3&\"_\"&AA$3,データシート2!$A:$SI,MATCH($R$2&\"_\"&$B14,データシート2!$A$1:$SI$1,0),0)","v":0},{"$f":"VLOOKUP($D$3&\"_\"&AB$3,データシート2!$A:$SI,MATCH($R$2&\"_\"&$B14,データシート2!$A$1:$SI$1,0),0)","v":0}]
[null,null,1,"農業",null,null,{"$f":"VLOOKUP($D$3&\"_\"&G$3,データシート2!$A:$SI,MATCH($G$2&\"_\"&$C15,データシート2!$A$1:$SI$1,0),0)","v":0},{"$f":"VLOOKUP($D$3&\"_\"&H$3,データシート2!$A:$SI,MATCH($G$2&\"_\"&$C15,データシート2!$A$1:$SI$1,0),0)","v":0},{"$f":"VLOOKUP($D$3&\"_\"&I$3,データシート2!$A:$SI,MATCH($G$2&\"_\"&$C15,データシート2!$A$1:$SI$1,0),0)","v":0},{"$f":"VLOOKUP($D$3&\"_\"&J$3,データシート2!$A:$SI,MATCH($G$2&\"_\"&$C15,データシート2!$A$1:$SI$1,0),0)","v":0},{"$f":"VLOOKUP($D$3&\"_\"&K$3,データシート2!$A:$SI,MATCH($G$2&\"_\"&$C15,データシート2!$A$1:$SI$1,0),0)","v":0},{"$f":"VLOOKUP($D$3&\"_\"&L$3,データシート2!$A:$SI,MATCH($G$2&\"_\"&$C15,データシート2!$A$1:$SI$1,0),0)","v":0},{"$f":"VLOOKUP($D$3&\"_\"&M$3,データシート2!$A:$SI,MATCH($G$2&\"_\"&$C15,データシート2!$A$1:$SI$1,0),0)","v":0},{"$f":"VLOOKUP($D$3&\"_\"&N$3,データシート2!$A:$SI,MATCH($G$2&\"_\"&$C15,データシート2!$A$1:$SI$1,0),0)","v":0},{"$f":"VLOOKUP($D$3&\"_\"&O$3,データシート2!$A:$SI,MATCH($G$2&\"_\"&$C15,データシート2!$A$1:$SI$1,0),0)","v":0},{"$f":"VLOOKUP($D$3&\"_\"&P$3,データシート2!$A:$SI,MATCH($G$2&\"_\"&$C15,データシート2!$A$1:$SI$1,0),0)","v":0},{"$f":"VLOOKUP($D$3&\"_\"&Q$3,データシート2!$A:$SI,MATCH($G$2&\"_\"&$C15,データシート2!$A$1:$SI$1,0),0)","v":0},{"$f":"VLOOKUP($D$3&\"_\"&R$3,データシート2!$A:$SI,MATCH($R$2&\"_\"&$C15,データシート2!$A$1:$SI$1,0),0)","v":0},{"$f":"VLOOKUP($D$3&\"_\"&S$3,データシート2!$A:$SI,MATCH($R$2&\"_\"&$C15,データシート2!$A$1:$SI$1,0),0)","v":0},{"$f":"VLOOKUP($D$3&\"_\"&T$3,データシート2!$A:$SI,MATCH($R$2&\"_\"&$C15,データシート2!$A$1:$SI$1,0),0)","v":0},{"$f":"VLOOKUP($D$3&\"_\"&U$3,データシート2!$A:$SI,MATCH($R$2&\"_\"&$C15,データシート2!$A$1:$SI$1,0),0)","v":0},{"$f":"VLOOKUP($D$3&\"_\"&V$3,データシート2!$A:$SI,MATCH($R$2&\"_\"&$C15,データシート2!$A$1:$SI$1,0),0)","v":0},{"$f":"VLOOKUP($D$3&\"_\"&W$3,データシート2!$A:$SI,MATCH($R$2&\"_\"&$C15,データシート2!$A$1:$SI$1,0),0)","v":0},{"$f":"VLOOKUP($D$3&\"_\"&X$3,データシート2!$A:$SI,MATCH($R$2&\"_\"&$C15,データシート2!$A$1:$SI$1,0),0)","v":0},{"$f":"VLOOKUP($D$3&\"_\"&Y$3,データシート2!$A:$SI,MATCH($R$2&\"_\"&$C15,データシート2!$A$1:$SI$1,0),0)","v":0},{"$f":"VLOOKUP($D$3&\"_\"&Z$3,データシート2!$A:$SI,MATCH($R$2&\"_\"&$C15,データシート2!$A$1:$SI$1,0),0)","v":0},{"$f":"VLOOKUP($D$3&\"_\"&AA$3,データシート2!$A:$SI,MATCH($R$2&\"_\"&$C15,データシート2!$A$1:$SI$1,0),0)","v":0},{"$f":"VLOOKUP($D$3&\"_\"&AB$3,データシート2!$A:$SI,MATCH($R$2&\"_\"&$C15,データシート2!$A$1:$SI$1,0),0)","v":0}]
[null,null,2,"林業",null,null,{"$f":"VLOOKUP($D$3&\"_\"&G$3,データシート2!$A:$SI,MATCH($G$2&\"_\"&$C16,データシート2!$A$1:$SI$1,0),0)","v":0},{"$f":"VLOOKUP($D$3&\"_\"&H$3,データシート2!$A:$SI,MATCH($G$2&\"_\"&$C16,データシート2!$A$1:$SI$1,0),0)","v":0},{"$f":"VLOOKUP($D$3&\"_\"&I$3,データシート2!$A:$SI,MATCH($G$2&\"_\"&$C16,データシート2!$A$1:$SI$1,0),0)","v":0},{"$f":"VLOOKUP($D$3&\"_\"&J$3,データシート2!$A:$SI,MATCH($G$2&\"_\"&$C16,データシート2!$A$1:$SI$1,0),0)","v":0},{"$f":"VLOOKUP($D$3&\"_\"&K$3,データシート2!$A:$SI,MATCH($G$2&\"_\"&$C16,データシート2!$A$1:$SI$1,0),0)","v":0},{"$f":"VLOOKUP($D$3&\"_\"&L$3,データシート2!$A:$SI,MATCH($G$2&\"_\"&$C16,データシート2!$A$1:$SI$1,0),0)","v":0},{"$f":"VLOOKUP($D$3&\"_\"&M$3,データシート2!$A:$SI,MATCH($G$2&\"_\"&$C16,データシート2!$A$1:$SI$1,0),0)","v":0},{"$f":"VLOOKUP($D$3&\"_\"&N$3,データシート2!$A:$SI,MATCH($G$2&\"_\"&$C16,データシート2!$A$1:$SI$1,0),0)","v":0},{"$f":"VLOOKUP($D$3&\"_\"&O$3,データシート2!$A:$SI,MATCH($G$2&\"_\"&$C16,データシート2!$A$1:$SI$1,0),0)","v":0},{"$f":"VLOOKUP($D$3&\"_\"&P$3,データシート2!$A:$SI,MATCH($G$2&\"_\"&$C16,データシート2!$A$1:$SI$1,0),0)","v":0},{"$f":"VLOOKUP($D$3&\"_\"&Q$3,データシート2!$A:$SI,MATCH($G$2&\"_\"&$C16,データシート2!$A$1:$SI$1,0),0)","v":0},{"$f":"VLOOKUP($D$3&\"_\"&R$3,データシート2!$A:$SI,MATCH($R$2&\"_\"&$C16,データシート2!$A$1:$SI$1,0),0)","v":0},{"$f":"VLOOKUP($D$3&\"_\"&S$3,データシート2!$A:$SI,MATCH($R$2&\"_\"&$C16,データシート2!$A$1:$SI$1,0),0)","v":0},{"$f":"VLOOKUP($D$3&\"_\"&T$3,データシート2!$A:$SI,MATCH($R$2&\"_\"&$C16,データシート2!$A$1:$SI$1,0),0)","v":0},{"$f":"VLOOKUP($D$3&\"_\"&U$3,データシート2!$A:$SI,MATCH($R$2&\"_\"&$C16,データシート2!$A$1:$SI$1,0),0)","v":0},{"$f":"VLOOKUP($D$3&\"_\"&V$3,データシート2!$A:$SI,MATCH($R$2&\"_\"&$C16,データシート2!$A$1:$SI$1,0),0)","v":0},{"$f":"VLOOKUP($D$3&\"_\"&W$3,データシート2!$A:$SI,MATCH($R$2&\"_\"&$C16,データシート2!$A$1:$SI$1,0),0)","v":0},{"$f":"VLOOKUP($D$3&\"_\"&X$3,データシート2!$A:$SI,MATCH($R$2&\"_\"&$C16,データシート2!$A$1:$SI$1,0),0)","v":0},{"$f":"VLOOKUP($D$3&\"_\"&Y$3,データシート2!$A:$SI,MATCH($R$2&\"_\"&$C16,データシート2!$A$1:$SI$1,0),0)","v":0},{"$f":"VLOOKUP($D$3&\"_\"&Z$3,データシート2!$A:$SI,MATCH($R$2&\"_\"&$C16,データシート2!$A$1:$SI$1,0),0)","v":0},null,{"$f":"VLOOKUP($D$3&\"_\"&AB$3,データシート2!$A:$SI,MATCH($R$2&\"_\"&$C16,データシート2!$A$1:$SI$1,0),0)","v":0}]
[null,"B","漁業",{"$nulls":3},{"$f":"VLOOKUP($D$3&\"_\"&G$3,データシート2!$A:$SI,MATCH($G$2&\"_\"&$B17,データシート2!$A$1:$SI$1,0),0)","v":0},{"$f":"VLOOKUP($D$3&\"_\"&H$3,データシート2!$A:$SI,MATCH($G$2&\"_\"&$B17,データシート2!$A$1:$SI$1,0),0)","v":0},{"$f":"VLOOKUP($D$3&\"_\"&I$3,データシート2!$A:$SI,MATCH($G$2&\"_\"&$B17,データシート2!$A$1:$SI$1,0),0)","v":0},{"$f":"VLOOKUP($D$3&\"_\"&J$3,データシート2!$A:$SI,MATCH($G$2&\"_\"&$B17,データシート2!$A$1:$SI$1,0),0)","v":0},{"$f":"VLOOKUP($D$3&\"_\"&K$3,データシート2!$A:$SI,MATCH($G$2&\"_\"&$B17,データシート2!$A$1:$SI$1,0),0)","v":0},{"$f":"VLOOKUP($D$3&\"_\"&L$3,データシート2!$A:$SI,MATCH($G$2&\"_\"&$B17,データシート2!$A$1:$SI$1,0),0)","v":0},{"$f":"VLOOKUP($D$3&\"_\"&M$3,データシート2!$A:$SI,MATCH($G$2&\"_\"&$B17,データシート2!$A$1:$SI$1,0),0)","v":0},{"$f":"VLOOKUP($D$3&\"_\"&N$3,データシート2!$A:$SI,MATCH($G$2&\"_\"&$B17,データシート2!$A$1:$SI$1,0),0)","v":0},{"$f":"VLOOKUP($D$3&\"_\"&O$3,データシート2!$A:$SI,MATCH($G$2&\"_\"&$B17,データシート2!$A$1:$SI$1,0),0)","v":0},{"$f":"VLOOKUP($D$3&\"_\"&P$3,データシート2!$A:$SI,MATCH($G$2&\"_\"&$B17,データシート2!$A$1:$SI$1,0),0)","v":0},{"$f":"VLOOKUP($D$3&\"_\"&Q$3,データシート2!$A:$SI,MATCH($G$2&\"_\"&$B17,データシート2!$A$1:$SI$1,0),0)","v":0},{"$f":"VLOOKUP($D$3&\"_\"&R$3,データシート2!$A:$SI,MATCH($R$2&\"_\"&$B17,データシート2!$A$1:$SI$1,0),0)","v":0},{"$f":"VLOOKUP($D$3&\"_\"&S$3,データシート2!$A:$SI,MATCH($R$2&\"_\"&$B17,データシート2!$A$1:$SI$1,0),0)","v":0},{"$f":"VLOOKUP($D$3&\"_\"&T$3,データシート2!$A:$SI,MATCH($R$2&\"_\"&$B17,データシート2!$A$1:$SI$1,0),0)","v":0},{"$f":"VLOOKUP($D$3&\"_\"&U$3,データシート2!$A:$SI,MATCH($R$2&\"_\"&$B17,データシート2!$A$1:$SI$1,0),0)","v":0},{"$f":"VLOOKUP($D$3&\"_\"&V$3,データシート2!$A:$SI,MATCH($R$2&\"_\"&$B17,データシート2!$A$1:$SI$1,0),0)","v":0},{"$f":"VLOOKUP($D$3&\"_\"&W$3,データシート2!$A:$SI,MATCH($R$2&\"_\"&$B17,データシート2!$A$1:$SI$1,0),0)","v":0},{"$f":"VLOOKUP($D$3&\"_\"&X$3,データシート2!$A:$SI,MATCH($R$2&\"_\"&$B17,データシート2!$A$1:$SI$1,0),0)","v":0},{"$f":"VLOOKUP($D$3&\"_\"&Y$3,データシート2!$A:$SI,MATCH($R$2&\"_\"&$B17,データシート2!$A$1:$SI$1,0),0)","v":0},{"$f":"VLOOKUP($D$3&\"_\"&Z$3,データシート2!$A:$SI,MATCH($R$2&\"_\"&$B17,データシート2!$A$1:$SI$1,0),0)","v":0},{"$f":"VLOOKUP($D$3&\"_\"&AA$3,データシート2!$A:$SI,MATCH($R$2&\"_\"&$B17,データシート2!$A$1:$SI$1,0),0)","v":0},{"$f":"VLOOKUP($D$3&\"_\"&AB$3,データシート2!$A:$SI,MATCH($R$2&\"_\"&$B17,データシート2!$A$1:$SI$1,0),0)","v":0}]
[null,null,3,"漁業（水産養殖業を除く）",null,null,{"$f":"VLOOKUP($D$3&\"_\"&G$3,データシート2!$A:$SI,MATCH($G$2&\"_\"&$C18,データシート2!$A$1:$SI$1,0),0)","v":0},{"$f":"VLOOKUP($D$3&\"_\"&H$3,データシート2!$A:$SI,MATCH($G$2&\"_\"&$C18,データシート2!$A$1:$SI$1,0),0)","v":0},{"$f":"VLOOKUP($D$3&\"_\"&I$3,データシート2!$A:$SI,MATCH($G$2&\"_\"&$C18,データシート2!$A$1:$SI$1,0),0)","v":0},{"$f":"VLOOKUP($D$3&\"_\"&J$3,データシート2!$A:$SI,MATCH($G$2&\"_\"&$C18,データシート2!$A$1:$SI$1,0),0)","v":0},{"$f":"VLOOKUP($D$3&\"_\"&K$3,データシート2!$A:$SI,MATCH($G$2&\"_\"&$C18,データシート2!$A$1:$SI$1,0),0)","v":0},{"$f":"VLOOKUP($D$3&\"_\"&L$3,データシート2!$A:$SI,MATCH($G$2&\"_\"&$C18,データシート2!$A$1:$SI$1,0),0)","v":0},{"$f":"VLOOKUP($D$3&\"_\"&M$3,データシート2!$A:$SI,MATCH($G$2&\"_\"&$C18,データシート2!$A$1:$SI$1,0),0)","v":0},{"$f":"VLOOKUP($D$3&\"_\"&N$3,データシート2!$A:$SI,MATCH($G$2&\"_\"&$C18,データシート2!$A$1:$SI$1,0),0)","v":0},{"$f":"VLOOKUP($D$3&\"_\"&O$3,データシート2!$A:$SI,MATCH($G$2&\"_\"&$C18,データシート2!$A$1:$SI$1,0),0)","v":0},{"$f":"VLOOKUP($D$3&\"_\"&P$3,データシート2!$A:$SI,MATCH($G$2&\"_\"&$C18,データシート2!$A$1:$SI$1,0),0)","v":0},{"$f":"VLOOKUP($D$3&\"_\"&Q$3,データシート2!$A:$SI,MATCH($G$2&\"_\"&$C18,データシート2!$A$1:$SI$1,0),0)","v":0},{"$f":"VLOOKUP($D$3&\"_\"&R$3,データシート2!$A:$SI,MATCH($R$2&\"_\"&$C18,データシート2!$A$1:$SI$1,0),0)","v":0},{"$f":"VLOOKUP($D$3&\"_\"&S$3,データシート2!$A:$SI,MATCH($R$2&\"_\"&$C18,データシート2!$A$1:$SI$1,0),0)","v":0},{"$f":"VLOOKUP($D$3&\"_\"&T$3,データシート2!$A:$SI,MATCH($R$2&\"_\"&$C18,データシート2!$A$1:$SI$1,0),0)","v":0},{"$f":"VLOOKUP($D$3&\"_\"&U$3,データシート2!$A:$SI,MATCH($R$2&\"_\"&$C18,データシート2!$A$1:$SI$1,0),0)","v":0},{"$f":"VLOOKUP($D$3&\"_\"&V$3,データシート2!$A:$SI,MATCH($R$2&\"_\"&$C18,データシート2!$A$1:$SI$1,0),0)","v":0},{"$f":"VLOOKUP($D$3&\"_\"&W$3,データシート2!$A:$SI,MATCH($R$2&\"_\"&$C18,データシート2!$A$1:$SI$1,0),0)","v":0},{"$f":"VLOOKUP($D$3&\"_\"&X$3,データシート2!$A:$SI,MATCH($R$2&\"_\"&$C18,データシート2!$A$1:$SI$1,0),0)","v":0},{"$f":"VLOOKUP($D$3&\"_\"&Y$3,データシート2!$A:$SI,MATCH($R$2&\"_\"&$C18,データシート2!$A$1:$SI$1,0),0)","v":0},{"$f":"VLOOKUP($D$3&\"_\"&Z$3,データシート2!$A:$SI,MATCH($R$2&\"_\"&$C18,データシート2!$A$1:$SI$1,0),0)","v":0},{"$f":"VLOOKUP($D$3&\"_\"&AA$3,データシート2!$A:$SI,MATCH($R$2&\"_\"&$C18,データシート2!$A$1:$SI$1,0),0)","v":0},{"$f":"VLOOKUP($D$3&\"_\"&AB$3,データシート2!$A:$SI,MATCH($R$2&\"_\"&$C18,データシート2!$A$1:$SI$1,0),0)","v":0}]
[null,null,4,"水産養殖業",null,null,{"$f":"VLOOKUP($D$3&\"_\"&G$3,データシート2!$A:$SI,MATCH($G$2&\"_\"&$C19,データシート2!$A$1:$SI$1,0),0)","v":0},{"$f":"VLOOKUP($D$3&\"_\"&H$3,データシート2!$A:$SI,MATCH($G$2&\"_\"&$C19,データシート2!$A$1:$SI$1,0),0)","v":0},{"$f":"VLOOKUP($D$3&\"_\"&I$3,データシート2!$A:$SI,MATCH($G$2&\"_\"&$C19,データシート2!$A$1:$SI$1,0),0)","v":0},{"$f":"VLOOKUP($D$3&\"_\"&J$3,データシート2!$A:$SI,MATCH($G$2&\"_\"&$C19,データシート2!$A$1:$SI$1,0),0)","v":0},{"$f":"VLOOKUP($D$3&\"_\"&K$3,データシート2!$A:$SI,MATCH($G$2&\"_\"&$C19,データシート2!$A$1:$SI$1,0),0)","v":0},{"$f":"VLOOKUP($D$3&\"_\"&L$3,データシート2!$A:$SI,MATCH($G$2&\"_\"&$C19,データシート2!$A$1:$SI$1,0),0)","v":0},{"$f":"VLOOKUP($D$3&\"_\"&M$3,データシート2!$A:$SI,MATCH($G$2&\"_\"&$C19,データシート2!$A$1:$SI$1,0),0)","v":0},{"$f":"VLOOKUP($D$3&\"_\"&N$3,データシート2!$A:$SI,MATCH($G$2&\"_\"&$C19,データシート2!$A$1:$SI$1,0),0)","v":0},{"$f":"VLOOKUP($D$3&\"_\"&O$3,データシート2!$A:$SI,MATCH($G$2&\"_\"&$C19,データシート2!$A$1:$SI$1,0),0)","v":0},{"$f":"VLOOKUP($D$3&\"_\"&P$3,データシート2!$A:$SI,MATCH($G$2&\"_\"&$C19,データシート2!$A$1:$SI$1,0),0)","v":0},{"$f":"VLOOKUP($D$3&\"_\"&Q$3,データシート2!$A:$SI,MATCH($G$2&\"_\"&$C19,データシート2!$A$1:$SI$1,0),0)","v":0},{"$f":"VLOOKUP($D$3&\"_\"&R$3,データシート2!$A:$SI,MATCH($R$2&\"_\"&$C19,データシート2!$A$1:$SI$1,0),0)","v":0},{"$f":"VLOOKUP($D$3&\"_\"&S$3,データシート2!$A:$SI,MATCH($R$2&\"_\"&$C19,データシート2!$A$1:$SI$1,0),0)","v":0},{"$f":"VLOOKUP($D$3&\"_\"&T$3,データシート2!$A:$SI,MATCH($R$2&\"_\"&$C19,データシート2!$A$1:$SI$1,0),0)","v":0},{"$f":"VLOOKUP($D$3&\"_\"&U$3,データシート2!$A:$SI,MATCH($R$2&\"_\"&$C19,データシート2!$A$1:$SI$1,0),0)","v":0},{"$f":"VLOOKUP($D$3&\"_\"&V$3,データシート2!$A:$SI,MATCH($R$2&\"_\"&$C19,データシート2!$A$1:$SI$1,0),0)","v":0},{"$f":"VLOOKUP($D$3&\"_\"&W$3,データシート2!$A:$SI,MATCH($R$2&\"_\"&$C19,データシート2!$A$1:$SI$1,0),0)","v":0},{"$f":"VLOOKUP($D$3&\"_\"&X$3,データシート2!$A:$SI,MATCH($R$2&\"_\"&$C19,データシート2!$A$1:$SI$1,0),0)","v":0},{"$f":"VLOOKUP($D$3&\"_\"&Y$3,データシート2!$A:$SI,MATCH($R$2&\"_\"&$C19,データシート2!$A$1:$SI$1,0),0)","v":0},{"$f":"VLOOKUP($D$3&\"_\"&Z$3,データシート2!$A:$SI,MATCH($R$2&\"_\"&$C19,データシート2!$A$1:$SI$1,0),0)","v":0},{"$f":"VLOOKUP($D$3&\"_\"&AA$3,データシート2!$A:$SI,MATCH($R$2&\"_\"&$C19,データシート2!$A$1:$SI$1,0),0)","v":0},{"$f":"VLOOKUP($D$3&\"_\"&AB$3,データシート2!$A:$SI,MATCH($R$2&\"_\"&$C19,データシート2!$A$1:$SI$1,0),0)","v":0}]
[null,"C","鉱業,採石業,砂利採取業",{"$nulls":3},{"$f":"VLOOKUP($D$3&\"_\"&G$3,データシート2!$A:$SI,MATCH($G$2&\"_\"&$B20,データシート2!$A$1:$SI$1,0),0)","v":0},{"$f":"VLOOKUP($D$3&\"_\"&H$3,データシート2!$A:$SI,MATCH($G$2&\"_\"&$B20,データシート2!$A$1:$SI$1,0),0)","v":0},{"$f":"VLOOKUP($D$3&\"_\"&I$3,データシート2!$A:$SI,MATCH($G$2&\"_\"&$B20,データシート2!$A$1:$SI$1,0),0)","v":0},{"$f":"VLOOKUP($D$3&\"_\"&J$3,データシート2!$A:$SI,MATCH($G$2&\"_\"&$B20,データシート2!$A$1:$SI$1,0),0)","v":0},{"$f":"VLOOKUP($D$3&\"_\"&K$3,データシート2!$A:$SI,MATCH($G$2&\"_\"&$B20,データシート2!$A$1:$SI$1,0),0)","v":0},{"$f":"VLOOKUP($D$3&\"_\"&L$3,データシート2!$A:$SI,MATCH($G$2&\"_\"&$B20,データシート2!$A$1:$SI$1,0),0)","v":0},{"$f":"VLOOKUP($D$3&\"_\"&M$3,データシート2!$A:$SI,MATCH($G$2&\"_\"&$B20,データシート2!$A$1:$SI$1,0),0)","v":0},{"$f":"VLOOKUP($D$3&\"_\"&N$3,データシート2!$A:$SI,MATCH($G$2&\"_\"&$B20,データシート2!$A$1:$SI$1,0),0)","v":0},{"$f":"VLOOKUP($D$3&\"_\"&O$3,データシート2!$A:$SI,MATCH($G$2&\"_\"&$B20,データシート2!$A$1:$SI$1,0),0)","v":0},{"$f":"VLOOKUP($D$3&\"_\"&P$3,データシート2!$A:$SI,MATCH($G$2&\"_\"&$B20,データシート2!$A$1:$SI$1,0),0)","v":0},{"$f":"VLOOKUP($D$3&\"_\"&Q$3,データシート2!$A:$SI,MATCH($G$2&\"_\"&$B20,データシート2!$A$1:$SI$1,0),0)","v":0},{"$f":"VLOOKUP($D$3&\"_\"&R$3,データシート2!$A:$SI,MATCH($R$2&\"_\"&$B20,データシート2!$A$1:$SI$1,0),0)","v":0},{"$f":"VLOOKUP($D$3&\"_\"&S$3,データシート2!$A:$SI,MATCH($R$2&\"_\"&$B20,データシート2!$A$1:$SI$1,0),0)","v":0},{"$f":"VLOOKUP($D$3&\"_\"&T$3,データシート2!$A:$SI,MATCH($R$2&\"_\"&$B20,データシート2!$A$1:$SI$1,0),0)","v":0},{"$f":"VLOOKUP($D$3&\"_\"&U$3,データシート2!$A:$SI,MATCH($R$2&\"_\"&$B20,データシート2!$A$1:$SI$1,0),0)","v":0},{"$f":"VLOOKUP($D$3&\"_\"&V$3,データシート2!$A:$SI,MATCH($R$2&\"_\"&$B20,データシート2!$A$1:$SI$1,0),0)","v":0},{"$f":"VLOOKUP($D$3&\"_\"&W$3,データシート2!$A:$SI,MATCH($R$2&\"_\"&$B20,データシート2!$A$1:$SI$1,0),0)","v":0},{"$f":"VLOOKUP($D$3&\"_\"&X$3,データシート2!$A:$SI,MATCH($R$2&\"_\"&$B20,データシート2!$A$1:$SI$1,0),0)","v":0},{"$f":"VLOOKUP($D$3&\"_\"&Y$3,データシート2!$A:$SI,MATCH($R$2&\"_\"&$B20,データシート2!$A$1:$SI$1,0),0)","v":0},{"$f":"VLOOKUP($D$3&\"_\"&Z$3,データシート2!$A:$SI,MATCH($R$2&\"_\"&$B20,データシート2!$A$1:$SI$1,0),0)","v":0},{"$f":"VLOOKUP($D$3&\"_\"&AA$3,データシート2!$A:$SI,MATCH($R$2&\"_\"&$B20,データシート2!$A$1:$SI$1,0),0)","v":0},{"$f":"VLOOKUP($D$3&\"_\"&AB$3,データシート2!$A:$SI,MATCH($R$2&\"_\"&$B20,データシート2!$A$1:$SI$1,0),0)","v":0}]
[null,null,5,"鉱業，採石業，砂利採取業",null,null,{"$f":"VLOOKUP($D$3&\"_\"&G$3,データシート2!$A:$SI,MATCH($G$2&\"_\"&$C21,データシート2!$A$1:$SI$1,0),0)","v":0},{"$f":"VLOOKUP($D$3&\"_\"&H$3,データシート2!$A:$SI,MATCH($G$2&\"_\"&$C21,データシート2!$A$1:$SI$1,0),0)","v":0},{"$f":"VLOOKUP($D$3&\"_\"&I$3,データシート2!$A:$SI,MATCH($G$2&\"_\"&$C21,データシート2!$A$1:$SI$1,0),0)","v":0},{"$f":"VLOOKUP($D$3&\"_\"&J$3,データシート2!$A:$SI,MATCH($G$2&\"_\"&$C21,データシート2!$A$1:$SI$1,0),0)","v":0},{"$f":"VLOOKUP($D$3&\"_\"&K$3,データシート2!$A:$SI,MATCH($G$2&\"_\"&$C21,データシート2!$A$1:$SI$1,0),0)","v":0},{"$f":"VLOOKUP($D$3&\"_\"&L$3,データシート2!$A:$SI,MATCH($G$2&\"_\"&$C21,データシート2!$A$1:$SI$1,0),0)","v":0},{"$f":"VLOOKUP($D$3&\"_\"&M$3,データシート2!$A:$SI,MATCH($G$2&\"_\"&$C21,データシート2!$A$1:$SI$1,0),0)","v":0},{"$f":"VLOOKUP($D$3&\"_\"&N$3,データシート2!$A:$SI,MATCH($G$2&\"_\"&$C21,データシート2!$A$1:$SI$1,0),0)","v":0},{"$f":"VLOOKUP($D$3&\"_\"&O$3,データシート2!$A:$SI,MATCH($G$2&\"_\"&$C21,データシート2!$A$1:$SI$1,0),0)","v":0},{"$f":"VLOOKUP($D$3&\"_\"&P$3,データシート2!$A:$SI,MATCH($G$2&\"_\"&$C21,データシート2!$A$1:$SI$1,0),0)","v":0},{"$f":"VLOOKUP($D$3&\"_\"&Q$3,データシート2!$A:$SI,MATCH($G$2&\"_\"&$C21,データシート2!$A$1:$SI$1,0),0)","v":0},{"$f":"VLOOKUP($D$3&\"_\"&R$3,データシート2!$A:$SI,MATCH($R$2&\"_\"&$C21,データシート2!$A$1:$SI$1,0),0)","v":0},{"$f":"VLOOKUP($D$3&\"_\"&S$3,データシート2!$A:$SI,MATCH($R$2&\"_\"&$C21,データシート2!$A$1:$SI$1,0),0)","v":0},{"$f":"VLOOKUP($D$3&\"_\"&T$3,データシート2!$A:$SI,MATCH($R$2&\"_\"&$C21,データシート2!$A$1:$SI$1,0),0)","v":0},{"$f":"VLOOKUP($D$3&\"_\"&U$3,データシート2!$A:$SI,MATCH($R$2&\"_\"&$C21,データシート2!$A$1:$SI$1,0),0)","v":0},{"$f":"VLOOKUP($D$3&\"_\"&V$3,データシート2!$A:$SI,MATCH($R$2&\"_\"&$C21,データシート2!$A$1:$SI$1,0),0)","v":0},{"$f":"VLOOKUP($D$3&\"_\"&W$3,データシート2!$A:$SI,MATCH($R$2&\"_\"&$C21,データシート2!$A$1:$SI$1,0),0)","v":0},{"$f":"VLOOKUP($D$3&\"_\"&X$3,データシート2!$A:$SI,MATCH($R$2&\"_\"&$C21,データシート2!$A$1:$SI$1,0),0)","v":0},{"$f":"VLOOKUP($D$3&\"_\"&Y$3,データシート2!$A:$SI,MATCH($R$2&\"_\"&$C21,データシート2!$A$1:$SI$1,0),0)","v":0},{"$f":"VLOOKUP($D$3&\"_\"&Z$3,データシート2!$A:$SI,MATCH($R$2&\"_\"&$C21,データシート2!$A$1:$SI$1,0),0)","v":0},{"$f":"VLOOKUP($D$3&\"_\"&AA$3,データシート2!$A:$SI,MATCH($R$2&\"_\"&$C21,データシート2!$A$1:$SI$1,0),0)","v":0},{"$f":"VLOOKUP($D$3&\"_\"&AB$3,データシート2!$A:$SI,MATCH($R$2&\"_\"&$C21,データシート2!$A$1:$SI$1,0),0)","v":0}]
[null,"D","建設業",{"$nulls":3},{"$f":"VLOOKUP($D$3&\"_\"&G$3,データシート2!$A:$SI,MATCH($G$2&\"_\"&$B22,データシート2!$A$1:$SI$1,0),0)","v":0},{"$f":"VLOOKUP($D$3&\"_\"&H$3,データシート2!$A:$SI,MATCH($G$2&\"_\"&$B22,データシート2!$A$1:$SI$1,0),0)","v":0},{"$f":"VLOOKUP($D$3&\"_\"&I$3,データシート2!$A:$SI,MATCH($G$2&\"_\"&$B22,データシート2!$A$1:$SI$1,0),0)","v":0},{"$f":"VLOOKUP($D$3&\"_\"&J$3,データシート2!$A:$SI,MATCH($G$2&\"_\"&$B22,データシート2!$A$1:$SI$1,0),0)","v":0},{"$f":"VLOOKUP($D$3&\"_\"&K$3,データシート2!$A:$SI,MATCH($G$2&\"_\"&$B22,データシート2!$A$1:$SI$1,0),0)","v":0},{"$f":"VLOOKUP($D$3&\"_\"&L$3,データシート2!$A:$SI,MATCH($G$2&\"_\"&$B22,データシート2!$A$1:$SI$1,0),0)","v":0},{"$f":"VLOOKUP($D$3&\"_\"&M$3,データシート2!$A:$SI,MATCH($G$2&\"_\"&$B22,データシート2!$A$1:$SI$1,0),0)","v":0},{"$f":"VLOOKUP($D$3&\"_\"&N$3,データシート2!$A:$SI,MATCH($G$2&\"_\"&$B22,データシート2!$A$1:$SI$1,0),0)","v":0},{"$f":"VLOOKUP($D$3&\"_\"&O$3,データシート2!$A:$SI,MATCH($G$2&\"_\"&$B22,データシート2!$A$1:$SI$1,0),0)","v":0},{"$f":"VLOOKUP($D$3&\"_\"&P$3,データシート2!$A:$SI,MATCH($G$2&\"_\"&$B22,データシート2!$A$1:$SI$1,0),0)","v":0},{"$f":"VLOOKUP($D$3&\"_\"&Q$3,データシート2!$A:$SI,MATCH($G$2&\"_\"&$B22,データシート2!$A$1:$SI$1,0),0)","v":0},{"$f":"VLOOKUP($D$3&\"_\"&R$3,データシート2!$A:$SI,MATCH($R$2&\"_\"&$B22,データシート2!$A$1:$SI$1,0),0)","v":0},{"$f":"VLOOKUP($D$3&\"_\"&S$3,データシート2!$A:$SI,MATCH($R$2&\"_\"&$B22,データシート2!$A$1:$SI$1,0),0)","v":0},{"$f":"VLOOKUP($D$3&\"_\"&T$3,データシート2!$A:$SI,MATCH($R$2&\"_\"&$B22,データシート2!$A$1:$SI$1,0),0)","v":0},{"$f":"VLOOKUP($D$3&\"_\"&U$3,データシート2!$A:$SI,MATCH($R$2&\"_\"&$B22,データシート2!$A$1:$SI$1,0),0)","v":0},{"$f":"VLOOKUP($D$3&\"_\"&V$3,データシート2!$A:$SI,MATCH($R$2&\"_\"&$B22,データシート2!$A$1:$SI$1,0),0)","v":0},{"$f":"VLOOKUP($D$3&\"_\"&W$3,データシート2!$A:$SI,MATCH($R$2&\"_\"&$B22,データシート2!$A$1:$SI$1,0),0)","v":0},{"$f":"VLOOKUP($D$3&\"_\"&X$3,データシート2!$A:$SI,MATCH($R$2&\"_\"&$B22,データシート2!$A$1:$SI$1,0),0)","v":0},{"$f":"VLOOKUP($D$3&\"_\"&Y$3,データシート2!$A:$SI,MATCH($R$2&\"_\"&$B22,データシート2!$A$1:$SI$1,0),0)","v":0},{"$f":"VLOOKUP($D$3&\"_\"&Z$3,データシート2!$A:$SI,MATCH($R$2&\"_\"&$B22,データシート2!$A$1:$SI$1,0),0)","v":0},{"$f":"VLOOKUP($D$3&\"_\"&AA$3,データシート2!$A:$SI,MATCH($R$2&\"_\"&$B22,データシート2!$A$1:$SI$1,0),0)","v":0},{"$f":"VLOOKUP($D$3&\"_\"&AB$3,データシート2!$A:$SI,MATCH($R$2&\"_\"&$B22,データシート2!$A$1:$SI$1,0),0)","v":0}]
[null,null,6,"総合工事業",null,null,{"$f":"VLOOKUP($D$3&\"_\"&G$3,データシート2!$A:$SI,MATCH($G$2&\"_\"&$C23,データシート2!$A$1:$SI$1,0),0)","v":0},{"$f":"VLOOKUP($D$3&\"_\"&H$3,データシート2!$A:$SI,MATCH($G$2&\"_\"&$C23,データシート2!$A$1:$SI$1,0),0)","v":0},{"$f":"VLOOKUP($D$3&\"_\"&I$3,データシート2!$A:$SI,MATCH($G$2&\"_\"&$C23,データシート2!$A$1:$SI$1,0),0)","v":0},{"$f":"VLOOKUP($D$3&\"_\"&J$3,データシート2!$A:$SI,MATCH($G$2&\"_\"&$C23,データシート2!$A$1:$SI$1,0),0)","v":0},{"$f":"VLOOKUP($D$3&\"_\"&K$3,データシート2!$A:$SI,MATCH($G$2&\"_\"&$C23,データシート2!$A$1:$SI$1,0),0)","v":0},{"$f":"VLOOKUP($D$3&\"_\"&L$3,データシート2!$A:$SI,MATCH($G$2&\"_\"&$C23,データシート2!$A$1:$SI$1,0),0)","v":0},{"$f":"VLOOKUP($D$3&\"_\"&M$3,データシート2!$A:$SI,MATCH($G$2&\"_\"&$C23,データシート2!$A$1:$SI$1,0),0)","v":0},{"$f":"VLOOKUP($D$3&\"_\"&N$3,データシート2!$A:$SI,MATCH($G$2&\"_\"&$C23,データシート2!$A$1:$SI$1,0),0)","v":0},{"$f":"VLOOKUP($D$3&\"_\"&O$3,データシート2!$A:$SI,MATCH($G$2&\"_\"&$C23,データシート2!$A$1:$SI$1,0),0)","v":0},{"$f":"VLOOKUP($D$3&\"_\"&P$3,データシート2!$A:$SI,MATCH($G$2&\"_\"&$C23,データシート2!$A$1:$SI$1,0),0)","v":0},{"$f":"VLOOKUP($D$3&\"_\"&Q$3,データシート2!$A:$SI,MATCH($G$2&\"_\"&$C23,データシート2!$A$1:$SI$1,0),0)","v":0},{"$f":"VLOOKUP($D$3&\"_\"&R$3,データシート2!$A:$SI,MATCH($R$2&\"_\"&$C23,データシート2!$A$1:$SI$1,0),0)","v":0},{"$f":"VLOOKUP($D$3&\"_\"&S$3,データシート2!$A:$SI,MATCH($R$2&\"_\"&$C23,データシート2!$A$1:$SI$1,0),0)","v":0},{"$f":"VLOOKUP($D$3&\"_\"&T$3,データシート2!$A:$SI,MATCH($R$2&\"_\"&$C23,データシート2!$A$1:$SI$1,0),0)","v":0},{"$f":"VLOOKUP($D$3&\"_\"&U$3,データシート2!$A:$SI,MATCH($R$2&\"_\"&$C23,データシート2!$A$1:$SI$1,0),0)","v":0},{"$f":"VLOOKUP($D$3&\"_\"&V$3,データシート2!$A:$SI,MATCH($R$2&\"_\"&$C23,データシート2!$A$1:$SI$1,0),0)","v":0},{"$f":"VLOOKUP($D$3&\"_\"&W$3,データシート2!$A:$SI,MATCH($R$2&\"_\"&$C23,データシート2!$A$1:$SI$1,0),0)","v":0},{"$f":"VLOOKUP($D$3&\"_\"&X$3,データシート2!$A:$SI,MATCH($R$2&\"_\"&$C23,データシート2!$A$1:$SI$1,0),0)","v":0},{"$f":"VLOOKUP($D$3&\"_\"&Y$3,データシート2!$A:$SI,MATCH($R$2&\"_\"&$C23,データシート2!$A$1:$SI$1,0),0)","v":0},{"$f":"VLOOKUP($D$3&\"_\"&Z$3,データシート2!$A:$SI,MATCH($R$2&\"_\"&$C23,データシート2!$A$1:$SI$1,0),0)","v":0},{"$f":"VLOOKUP($D$3&\"_\"&AA$3,データシート2!$A:$SI,MATCH($R$2&\"_\"&$C23,データシート2!$A$1:$SI$1,0),0)","v":0},{"$f":"VLOOKUP($D$3&\"_\"&AB$3,データシート2!$A:$SI,MATCH($R$2&\"_\"&$C23,データシート2!$A$1:$SI$1,0),0)","v":0}]
[null,null,7,"職別工事業(設備工事業を除く)",null,null,{"$f":"VLOOKUP($D$3&\"_\"&G$3,データシート2!$A:$SI,MATCH($G$2&\"_\"&$C24,データシート2!$A$1:$SI$1,0),0)","v":0},{"$f":"VLOOKUP($D$3&\"_\"&H$3,データシート2!$A:$SI,MATCH($G$2&\"_\"&$C24,データシート2!$A$1:$SI$1,0),0)","v":0},{"$f":"VLOOKUP($D$3&\"_\"&I$3,データシート2!$A:$SI,MATCH($G$2&\"_\"&$C24,データシート2!$A$1:$SI$1,0),0)","v":0},{"$f":"VLOOKUP($D$3&\"_\"&J$3,データシート2!$A:$SI,MATCH($G$2&\"_\"&$C24,データシート2!$A$1:$SI$1,0),0)","v":0},{"$f":"VLOOKUP($D$3&\"_\"&K$3,データシート2!$A:$SI,MATCH($G$2&\"_\"&$C24,データシート2!$A$1:$SI$1,0),0)","v":0},{"$f":"VLOOKUP($D$3&\"_\"&L$3,データシート2!$A:$SI,MATCH($G$2&\"_\"&$C24,データシート2!$A$1:$SI$1,0),0)","v":0},{"$f":"VLOOKUP($D$3&\"_\"&M$3,データシート2!$A:$SI,MATCH($G$2&\"_\"&$C24,データシート2!$A$1:$SI$1,0),0)","v":0},{"$f":"VLOOKUP($D$3&\"_\"&N$3,データシート2!$A:$SI,MATCH($G$2&\"_\"&$C24,データシート2!$A$1:$SI$1,0),0)","v":0},{"$f":"VLOOKUP($D$3&\"_\"&O$3,データシート2!$A:$SI,MATCH($G$2&\"_\"&$C24,データシート2!$A$1:$SI$1,0),0)","v":0},{"$f":"VLOOKUP($D$3&\"_\"&P$3,データシート2!$A:$SI,MATCH($G$2&\"_\"&$C24,データシート2!$A$1:$SI$1,0),0)","v":0},{"$f":"VLOOKUP($D$3&\"_\"&Q$3,データシート2!$A:$SI,MATCH($G$2&\"_\"&$C24,データシート2!$A$1:$SI$1,0),0)","v":0},{"$f":"VLOOKUP($D$3&\"_\"&R$3,データシート2!$A:$SI,MATCH($R$2&\"_\"&$C24,データシート2!$A$1:$SI$1,0),0)","v":0},{"$f":"VLOOKUP($D$3&\"_\"&S$3,データシート2!$A:$SI,MATCH($R$2&\"_\"&$C24,データシート2!$A$1:$SI$1,0),0)","v":0},{"$f":"VLOOKUP($D$3&\"_\"&T$3,データシート2!$A:$SI,MATCH($R$2&\"_\"&$C24,データシート2!$A$1:$SI$1,0),0)","v":0},{"$f":"VLOOKUP($D$3&\"_\"&U$3,データシート2!$A:$SI,MATCH($R$2&\"_\"&$C24,データシート2!$A$1:$SI$1,0),0)","v":0},{"$f":"VLOOKUP($D$3&\"_\"&V$3,データシート2!$A:$SI,MATCH($R$2&\"_\"&$C24,データシート2!$A$1:$SI$1,0),0)","v":0},{"$f":"VLOOKUP($D$3&\"_\"&W$3,データシート2!$A:$SI,MATCH($R$2&\"_\"&$C24,データシート2!$A$1:$SI$1,0),0)","v":0},{"$f":"VLOOKUP($D$3&\"_\"&X$3,データシート2!$A:$SI,MATCH($R$2&\"_\"&$C24,データシート2!$A$1:$SI$1,0),0)","v":0},{"$f":"VLOOKUP($D$3&\"_\"&Y$3,データシート2!$A:$SI,MATCH($R$2&\"_\"&$C24,データシート2!$A$1:$SI$1,0),0)","v":0},{"$f":"VLOOKUP($D$3&\"_\"&Z$3,データシート2!$A:$SI,MATCH($R$2&\"_\"&$C24,データシート2!$A$1:$SI$1,0),0)","v":0},{"$f":"VLOOKUP($D$3&\"_\"&AA$3,データシート2!$A:$SI,MATCH($R$2&\"_\"&$C24,データシート2!$A$1:$SI$1,0),0)","v":0},{"$f":"VLOOKUP($D$3&\"_\"&AB$3,データシート2!$A:$SI,MATCH($R$2&\"_\"&$C24,データシート2!$A$1:$SI$1,0),0)","v":0}]
[null,null,8,"設備工事業",null,null,{"$f":"VLOOKUP($D$3&\"_\"&G$3,データシート2!$A:$SI,MATCH($G$2&\"_\"&$C25,データシート2!$A$1:$SI$1,0),0)","v":0},{"$f":"VLOOKUP($D$3&\"_\"&H$3,データシート2!$A:$SI,MATCH($G$2&\"_\"&$C25,データシート2!$A$1:$SI$1,0),0)","v":0},{"$f":"VLOOKUP($D$3&\"_\"&I$3,データシート2!$A:$SI,MATCH($G$2&\"_\"&$C25,データシート2!$A$1:$SI$1,0),0)","v":0},{"$f":"VLOOKUP($D$3&\"_\"&J$3,データシート2!$A:$SI,MATCH($G$2&\"_\"&$C25,データシート2!$A$1:$SI$1,0),0)","v":0},{"$f":"VLOOKUP($D$3&\"_\"&K$3,データシート2!$A:$SI,MATCH($G$2&\"_\"&$C25,データシート2!$A$1:$SI$1,0),0)","v":0},{"$f":"VLOOKUP($D$3&\"_\"&L$3,データシート2!$A:$SI,MATCH($G$2&\"_\"&$C25,データシート2!$A$1:$SI$1,0),0)","v":0},{"$f":"VLOOKUP($D$3&\"_\"&M$3,データシート2!$A:$SI,MATCH($G$2&\"_\"&$C25,データシート2!$A$1:$SI$1,0),0)","v":0},{"$f":"VLOOKUP($D$3&\"_\"&N$3,データシート2!$A:$SI,MATCH($G$2&\"_\"&$C25,データシート2!$A$1:$SI$1,0),0)","v":0},{"$f":"VLOOKUP($D$3&\"_\"&O$3,データシート2!$A:$SI,MATCH($G$2&\"_\"&$C25,データシート2!$A$1:$SI$1,0),0)","v":0},{"$f":"VLOOKUP($D$3&\"_\"&P$3,データシート2!$A:$SI,MATCH($G$2&\"_\"&$C25,データシート2!$A$1:$SI$1,0),0)","v":0},{"$f":"VLOOKUP($D$3&\"_\"&Q$3,データシート2!$A:$SI,MATCH($G$2&\"_\"&$C25,データシート2!$A$1:$SI$1,0),0)","v":0},{"$f":"VLOOKUP($D$3&\"_\"&R$3,データシート2!$A:$SI,MATCH($R$2&\"_\"&$C25,データシート2!$A$1:$SI$1,0),0)","v":0},{"$f":"VLOOKUP($D$3&\"_\"&S$3,データシート2!$A:$SI,MATCH($R$2&\"_\"&$C25,データシート2!$A$1:$SI$1,0),0)","v":0},{"$f":"VLOOKUP($D$3&\"_\"&T$3,データシート2!$A:$SI,MATCH($R$2&\"_\"&$C25,データシート2!$A$1:$SI$1,0),0)","v":0},{"$f":"VLOOKUP($D$3&\"_\"&U$3,データシート2!$A:$SI,MATCH($R$2&\"_\"&$C25,データシート2!$A$1:$SI$1,0),0)","v":0},{"$f":"VLOOKUP($D$3&\"_\"&V$3,データシート2!$A:$SI,MATCH($R$2&\"_\"&$C25,データシート2!$A$1:$SI$1,0),0)","v":0},{"$f":"VLOOKUP($D$3&\"_\"&W$3,データシート2!$A:$SI,MATCH($R$2&\"_\"&$C25,データシート2!$A$1:$SI$1,0),0)","v":0},{"$f":"VLOOKUP($D$3&\"_\"&X$3,データシート2!$A:$SI,MATCH($R$2&\"_\"&$C25,データシート2!$A$1:$SI$1,0),0)","v":0},{"$f":"VLOOKUP($D$3&\"_\"&Y$3,データシート2!$A:$SI,MATCH($R$2&\"_\"&$C25,データシート2!$A$1:$SI$1,0),0)","v":0},{"$f":"VLOOKUP($D$3&\"_\"&Z$3,データシート2!$A:$SI,MATCH($R$2&\"_\"&$C25,データシート2!$A$1:$SI$1,0),0)","v":0},{"$f":"VLOOKUP($D$3&\"_\"&AA$3,データシート2!$A:$SI,MATCH($R$2&\"_\"&$C25,データシート2!$A$1:$SI$1,0),0)","v":0},{"$f":"VLOOKUP($D$3&\"_\"&AB$3,データシート2!$A:$SI,MATCH($R$2&\"_\"&$C25,データシート2!$A$1:$SI$1,0),0)","v":0}]
[null,"E","製造業",{"$nulls":3},{"$f":"VLOOKUP($D$3&\"_\"&G$3,データシート2!$A:$SI,MATCH($G$2&\"_\"&$B26,データシート2!$A$1:$SI$1,0),0)","v":0},{"$f":"VLOOKUP($D$3&\"_\"&H$3,データシート2!$A:$SI,MATCH($G$2&\"_\"&$B26,データシート2!$A$1:$SI$1,0),0)","v":0},{"$f":"VLOOKUP($D$3&\"_\"&I$3,データシート2!$A:$SI,MATCH($G$2&\"_\"&$B26,データシート2!$A$1:$SI$1,0),0)","v":0},{"$f":"VLOOKUP($D$3&\"_\"&J$3,データシート2!$A:$SI,MATCH($G$2&\"_\"&$B26,データシート2!$A$1:$SI$1,0),0)","v":0},{"$f":"VLOOKUP($D$3&\"_\"&K$3,データシート2!$A:$SI,MATCH($G$2&\"_\"&$B26,データシート2!$A$1:$SI$1,0),0)","v":0},{"$f":"VLOOKUP($D$3&\"_\"&L$3,データシート2!$A:$SI,MATCH($G$2&\"_\"&$B26,データシート2!$A$1:$SI$1,0),0)","v":0},{"$f":"VLOOKUP($D$3&\"_\"&M$3,データシート2!$A:$SI,MATCH($G$2&\"_\"&$B26,データシート2!$A$1:$SI$1,0),0)","v":0},{"$f":"VLOOKUP($D$3&\"_\"&N$3,データシート2!$A:$SI,MATCH($G$2&\"_\"&$B26,データシート2!$A$1:$SI$1,0),0)","v":0},{"$f":"VLOOKUP($D$3&\"_\"&O$3,データシート2!$A:$SI,MATCH($G$2&\"_\"&$B26,データシート2!$A$1:$SI$1,0),0)","v":0},{"$f":"VLOOKUP($D$3&\"_\"&P$3,データシート2!$A:$SI,MATCH($G$2&\"_\"&$B26,データシート2!$A$1:$SI$1,0),0)","v":0},{"$f":"VLOOKUP($D$3&\"_\"&Q$3,データシート2!$A:$SI,MATCH($G$2&\"_\"&$B26,データシート2!$A$1:$SI$1,0),0)","v":0},{"$f":"VLOOKUP($D$3&\"_\"&R$3,データシート2!$A:$SI,MATCH($R$2&\"_\"&$B26,データシート2!$A$1:$SI$1,0),0)","v":0},{"$f":"VLOOKUP($D$3&\"_\"&S$3,データシート2!$A:$SI,MATCH($R$2&\"_\"&$B26,データシート2!$A$1:$SI$1,0),0)","v":0},{"$f":"VLOOKUP($D$3&\"_\"&T$3,データシート2!$A:$SI,MATCH($R$2&\"_\"&$B26,データシート2!$A$1:$SI$1,0),0)","v":0},{"$f":"VLOOKUP($D$3&\"_\"&U$3,データシート2!$A:$SI,MATCH($R$2&\"_\"&$B26,データシート2!$A$1:$SI$1,0),0)","v":0},{"$f":"VLOOKUP($D$3&\"_\"&V$3,データシート2!$A:$SI,MATCH($R$2&\"_\"&$B26,データシート2!$A$1:$SI$1,0),0)","v":0},{"$f":"VLOOKUP($D$3&\"_\"&W$3,データシート2!$A:$SI,MATCH($R$2&\"_\"&$B26,データシート2!$A$1:$SI$1,0),0)","v":0},{"$f":"VLOOKUP($D$3&\"_\"&X$3,データシート2!$A:$SI,MATCH($R$2&\"_\"&$B26,データシート2!$A$1:$SI$1,0),0)","v":0},{"$f":"VLOOKUP($D$3&\"_\"&Y$3,データシート2!$A:$SI,MATCH($R$2&\"_\"&$B26,データシート2!$A$1:$SI$1,0),0)","v":0},{"$f":"VLOOKUP($D$3&\"_\"&Z$3,データシート2!$A:$SI,MATCH($R$2&\"_\"&$B26,データシート2!$A$1:$SI$1,0),0)","v":0},{"$f":"VLOOKUP($D$3&\"_\"&AA$3,データシート2!$A:$SI,MATCH($R$2&\"_\"&$B26,データシート2!$A$1:$SI$1,0),0)","v":0},{"$f":"VLOOKUP($D$3&\"_\"&AB$3,データシート2!$A:$SI,MATCH($R$2&\"_\"&$B26,データシート2!$A$1:$SI$1,0),0)","v":0},{"$f":"SUM(AC27:AC35,AC38:AC52)","v":0}]
[null,null,9,"食料品製造業",null,null,{"$f":"VLOOKUP($D$3&\"_\"&G$3,データシート2!$A:$SI,MATCH($G$2&\"_\"&$C27,データシート2!$A$1:$SI$1,0),0)","v":0},{"$f":"VLOOKUP($D$3&\"_\"&H$3,データシート2!$A:$SI,MATCH($G$2&\"_\"&$C27,データシート2!$A$1:$SI$1,0),0)","v":0},{"$f":"VLOOKUP($D$3&\"_\"&I$3,データシート2!$A:$SI,MATCH($G$2&\"_\"&$C27,データシート2!$A$1:$SI$1,0),0)","v":0},{"$f":"VLOOKUP($D$3&\"_\"&J$3,データシート2!$A:$SI,MATCH($G$2&\"_\"&$C27,データシート2!$A$1:$SI$1,0),0)","v":0},{"$f":"VLOOKUP($D$3&\"_\"&K$3,データシート2!$A:$SI,MATCH($G$2&\"_\"&$C27,データシート2!$A$1:$SI$1,0),0)","v":0},{"$f":"VLOOKUP($D$3&\"_\"&L$3,データシート2!$A:$SI,MATCH($G$2&\"_\"&$C27,データシート2!$A$1:$SI$1,0),0)","v":0},{"$f":"VLOOKUP($D$3&\"_\"&M$3,データシート2!$A:$SI,MATCH($G$2&\"_\"&$C27,データシート2!$A$1:$SI$1,0),0)","v":0},{"$f":"VLOOKUP($D$3&\"_\"&N$3,データシート2!$A:$SI,MATCH($G$2&\"_\"&$C27,データシート2!$A$1:$SI$1,0),0)","v":0},{"$f":"VLOOKUP($D$3&\"_\"&O$3,データシート2!$A:$SI,MATCH($G$2&\"_\"&$C27,データシート2!$A$1:$SI$1,0),0)","v":0},{"$f":"VLOOKUP($D$3&\"_\"&P$3,データシート2!$A:$SI,MATCH($G$2&\"_\"&$C27,データシート2!$A$1:$SI$1,0),0)","v":0},{"$f":"VLOOKUP($D$3&\"_\"&Q$3,データシート2!$A:$SI,MATCH($G$2&\"_\"&$C27,データシート2!$A$1:$SI$1,0),0)","v":0},{"$f":"VLOOKUP($D$3&\"_\"&R$3,データシート2!$A:$SI,MATCH($R$2&\"_\"&$C27,データシート2!$A$1:$SI$1,0),0)","v":0},{"$f":"VLOOKUP($D$3&\"_\"&S$3,データシート2!$A:$SI,MATCH($R$2&\"_\"&$C27,データシート2!$A$1:$SI$1,0),0)","v":0},{"$f":"VLOOKUP($D$3&\"_\"&T$3,データシート2!$A:$SI,MATCH($R$2&\"_\"&$C27,データシート2!$A$1:$SI$1,0),0)","v":0},{"$f":"VLOOKUP($D$3&\"_\"&U$3,データシート2!$A:$SI,MATCH($R$2&\"_\"&$C27,データシート2!$A$1:$SI$1,0),0)","v":0},{"$f":"VLOOKUP($D$3&\"_\"&V$3,データシート2!$A:$SI,MATCH($R$2&\"_\"&$C27,データシート2!$A$1:$SI$1,0),0)","v":0},{"$f":"VLOOKUP($D$3&\"_\"&W$3,データシート2!$A:$SI,MATCH($R$2&\"_\"&$C27,データシート2!$A$1:$SI$1,0),0)","v":0},{"$f":"VLOOKUP($D$3&\"_\"&X$3,データシート2!$A:$SI,MATCH($R$2&\"_\"&$C27,データシート2!$A$1:$SI$1,0),0)","v":0},{"$f":"VLOOKUP($D$3&\"_\"&Y$3,データシート2!$A:$SI,MATCH($R$2&\"_\"&$C27,データシート2!$A$1:$SI$1,0),0)","v":0},{"$f":"VLOOKUP($D$3&\"_\"&Z$3,データシート2!$A:$SI,MATCH($R$2&\"_\"&$C27,データシート2!$A$1:$SI$1,0),0)","v":0},{"$f":"VLOOKUP($D$3&\"_\"&AA$3,データシート2!$A:$SI,MATCH($R$2&\"_\"&$C27,データシート2!$A$1:$SI$1,0),0)","v":0},{"$f":"VLOOKUP($D$3&\"_\"&AB$3,データシート2!$A:$SI,MATCH($R$2&\"_\"&$C27,データシート2!$A$1:$SI$1,0),0)","v":0}]
[null,null,10,"飲料・たばこ・飼料製造業",null,null,{"$f":"VLOOKUP($D$3&\"_\"&G$3,データシート2!$A:$SI,MATCH($G$2&\"_\"&$C28,データシート2!$A$1:$SI$1,0),0)","v":0},{"$f":"VLOOKUP($D$3&\"_\"&H$3,データシート2!$A:$SI,MATCH($G$2&\"_\"&$C28,データシート2!$A$1:$SI$1,0),0)","v":0},{"$f":"VLOOKUP($D$3&\"_\"&I$3,データシート2!$A:$SI,MATCH($G$2&\"_\"&$C28,データシート2!$A$1:$SI$1,0),0)","v":0},{"$f":"VLOOKUP($D$3&\"_\"&J$3,データシート2!$A:$SI,MATCH($G$2&\"_\"&$C28,データシート2!$A$1:$SI$1,0),0)","v":0},{"$f":"VLOOKUP($D$3&\"_\"&K$3,データシート2!$A:$SI,MATCH($G$2&\"_\"&$C28,データシート2!$A$1:$SI$1,0),0)","v":0},{"$f":"VLOOKUP($D$3&\"_\"&L$3,データシート2!$A:$SI,MATCH($G$2&\"_\"&$C28,データシート2!$A$1:$SI$1,0),0)","v":0},{"$f":"VLOOKUP($D$3&\"_\"&M$3,データシート2!$A:$SI,MATCH($G$2&\"_\"&$C28,データシート2!$A$1:$SI$1,0),0)","v":0},{"$f":"VLOOKUP($D$3&\"_\"&N$3,データシート2!$A:$SI,MATCH($G$2&\"_\"&$C28,データシート2!$A$1:$SI$1,0),0)","v":0},{"$f":"VLOOKUP($D$3&\"_\"&O$3,データシート2!$A:$SI,MATCH($G$2&\"_\"&$C28,データシート2!$A$1:$SI$1,0),0)","v":0},{"$f":"VLOOKUP($D$3&\"_\"&P$3,データシート2!$A:$SI,MATCH($G$2&\"_\"&$C28,データシート2!$A$1:$SI$1,0),0)","v":0},{"$f":"VLOOKUP($D$3&\"_\"&Q$3,データシート2!$A:$SI,MATCH($G$2&\"_\"&$C28,データシート2!$A$1:$SI$1,0),0)","v":0},{"$f":"VLOOKUP($D$3&\"_\"&R$3,データシート2!$A:$SI,MATCH($R$2&\"_\"&$C28,データシート2!$A$1:$SI$1,0),0)","v":0},{"$f":"VLOOKUP($D$3&\"_\"&S$3,データシート2!$A:$SI,MATCH($R$2&\"_\"&$C28,データシート2!$A$1:$SI$1,0),0)","v":0},{"$f":"VLOOKUP($D$3&\"_\"&T$3,データシート2!$A:$SI,MATCH($R$2&\"_\"&$C28,データシート2!$A$1:$SI$1,0),0)","v":0},{"$f":"VLOOKUP($D$3&\"_\"&U$3,データシート2!$A:$SI,MATCH($R$2&\"_\"&$C28,データシート2!$A$1:$SI$1,0),0)","v":0},{"$f":"VLOOKUP($D$3&\"_\"&V$3,データシート2!$A:$SI,MATCH($R$2&\"_\"&$C28,データシート2!$A$1:$SI$1,0),0)","v":0},{"$f":"VLOOKUP($D$3&\"_\"&W$3,データシート2!$A:$SI,MATCH($R$2&\"_\"&$C28,データシート2!$A$1:$SI$1,0),0)","v":0},{"$f":"VLOOKUP($D$3&\"_\"&X$3,データシート2!$A:$SI,MATCH($R$2&\"_\"&$C28,データシート2!$A$1:$SI$1,0),0)","v":0},{"$f":"VLOOKUP($D$3&\"_\"&Y$3,データシート2!$A:$SI,MATCH($R$2&\"_\"&$C28,データシート2!$A$1:$SI$1,0),0)","v":0},{"$f":"VLOOKUP($D$3&\"_\"&Z$3,データシート2!$A:$SI,MATCH($R$2&\"_\"&$C28,データシート2!$A$1:$SI$1,0),0)","v":0},{"$f":"VLOOKUP($D$3&\"_\"&AA$3,データシート2!$A:$SI,MATCH($R$2&\"_\"&$C28,データシート2!$A$1:$SI$1,0),0)","v":0},{"$f":"VLOOKUP($D$3&\"_\"&AB$3,データシート2!$A:$SI,MATCH($R$2&\"_\"&$C28,データシート2!$A$1:$SI$1,0),0)","v":0}]
[null,null,11,"繊維工業",null,null,{"$f":"VLOOKUP($D$3&\"_\"&G$3,データシート2!$A:$SI,MATCH($G$2&\"_\"&$C29,データシート2!$A$1:$SI$1,0),0)","v":0},{"$f":"VLOOKUP($D$3&\"_\"&H$3,データシート2!$A:$SI,MATCH($G$2&\"_\"&$C29,データシート2!$A$1:$SI$1,0),0)","v":0},{"$f":"VLOOKUP($D$3&\"_\"&I$3,データシート2!$A:$SI,MATCH($G$2&\"_\"&$C29,データシート2!$A$1:$SI$1,0),0)","v":0},{"$f":"VLOOKUP($D$3&\"_\"&J$3,データシート2!$A:$SI,MATCH($G$2&\"_\"&$C29,データシート2!$A$1:$SI$1,0),0)","v":0},{"$f":"VLOOKUP($D$3&\"_\"&K$3,データシート2!$A:$SI,MATCH($G$2&\"_\"&$C29,データシート2!$A$1:$SI$1,0),0)","v":0},{"$f":"VLOOKUP($D$3&\"_\"&L$3,データシート2!$A:$SI,MATCH($G$2&\"_\"&$C29,データシート2!$A$1:$SI$1,0),0)","v":0},{"$f":"VLOOKUP($D$3&\"_\"&M$3,データシート2!$A:$SI,MATCH($G$2&\"_\"&$C29,データシート2!$A$1:$SI$1,0),0)","v":0},{"$f":"VLOOKUP($D$3&\"_\"&N$3,データシート2!$A:$SI,MATCH($G$2&\"_\"&$C29,データシート2!$A$1:$SI$1,0),0)","v":0},{"$f":"VLOOKUP($D$3&\"_\"&O$3,データシート2!$A:$SI,MATCH($G$2&\"_\"&$C29,データシート2!$A$1:$SI$1,0),0)","v":0},{"$f":"VLOOKUP($D$3&\"_\"&P$3,データシート2!$A:$SI,MATCH($G$2&\"_\"&$C29,データシート2!$A$1:$SI$1,0),0)","v":0},{"$f":"VLOOKUP($D$3&\"_\"&Q$3,データシート2!$A:$SI,MATCH($G$2&\"_\"&$C29,データシート2!$A$1:$SI$1,0),0)","v":0},{"$f":"VLOOKUP($D$3&\"_\"&R$3,データシート2!$A:$SI,MATCH($R$2&\"_\"&$C29,データシート2!$A$1:$SI$1,0),0)","v":0},{"$f":"VLOOKUP($D$3&\"_\"&S$3,データシート2!$A:$SI,MATCH($R$2&\"_\"&$C29,データシート2!$A$1:$SI$1,0),0)","v":0},{"$f":"VLOOKUP($D$3&\"_\"&T$3,データシート2!$A:$SI,MATCH($R$2&\"_\"&$C29,データシート2!$A$1:$SI$1,0),0)","v":0},{"$f":"VLOOKUP($D$3&\"_\"&U$3,データシート2!$A:$SI,MATCH($R$2&\"_\"&$C29,データシート2!$A$1:$SI$1,0),0)","v":0},{"$f":"VLOOKUP($D$3&\"_\"&V$3,データシート2!$A:$SI,MATCH($R$2&\"_\"&$C29,データシート2!$A$1:$SI$1,0),0)","v":0},{"$f":"VLOOKUP($D$3&\"_\"&W$3,データシート2!$A:$SI,MATCH($R$2&\"_\"&$C29,データシート2!$A$1:$SI$1,0),0)","v":0},{"$f":"VLOOKUP($D$3&\"_\"&X$3,データシート2!$A:$SI,MATCH($R$2&\"_\"&$C29,データシート2!$A$1:$SI$1,0),0)","v":0},{"$f":"VLOOKUP($D$3&\"_\"&Y$3,データシート2!$A:$SI,MATCH($R$2&\"_\"&$C29,データシート2!$A$1:$SI$1,0),0)","v":0},{"$f":"VLOOKUP($D$3&\"_\"&Z$3,データシート2!$A:$SI,MATCH($R$2&\"_\"&$C29,データシート2!$A$1:$SI$1,0),0)","v":0},{"$f":"VLOOKUP($D$3&\"_\"&AA$3,データシート2!$A:$SI,MATCH($R$2&\"_\"&$C29,データシート2!$A$1:$SI$1,0),0)","v":0},{"$f":"VLOOKUP($D$3&\"_\"&AB$3,データシート2!$A:$SI,MATCH($R$2&\"_\"&$C29,データシート2!$A$1:$SI$1,0),0)","v":0}]
[null,null,12,"木材・木製品製造業（家具を除く）",null,null,{"$f":"VLOOKUP($D$3&\"_\"&G$3,データシート2!$A:$SI,MATCH($G$2&\"_\"&$C30,データシート2!$A$1:$SI$1,0),0)","v":0},{"$f":"VLOOKUP($D$3&\"_\"&H$3,データシート2!$A:$SI,MATCH($G$2&\"_\"&$C30,データシート2!$A$1:$SI$1,0),0)","v":0},{"$f":"VLOOKUP($D$3&\"_\"&I$3,データシート2!$A:$SI,MATCH($G$2&\"_\"&$C30,データシート2!$A$1:$SI$1,0),0)","v":0},{"$f":"VLOOKUP($D$3&\"_\"&J$3,データシート2!$A:$SI,MATCH($G$2&\"_\"&$C30,データシート2!$A$1:$SI$1,0),0)","v":0},{"$f":"VLOOKUP($D$3&\"_\"&K$3,データシート2!$A:$SI,MATCH($G$2&\"_\"&$C30,データシート2!$A$1:$SI$1,0),0)","v":0},{"$f":"VLOOKUP($D$3&\"_\"&L$3,データシート2!$A:$SI,MATCH($G$2&\"_\"&$C30,データシート2!$A$1:$SI$1,0),0)","v":0},{"$f":"VLOOKUP($D$3&\"_\"&M$3,データシート2!$A:$SI,MATCH($G$2&\"_\"&$C30,データシート2!$A$1:$SI$1,0),0)","v":0},{"$f":"VLOOKUP($D$3&\"_\"&N$3,データシート2!$A:$SI,MATCH($G$2&\"_\"&$C30,データシート2!$A$1:$SI$1,0),0)","v":0},{"$f":"VLOOKUP($D$3&\"_\"&O$3,データシート2!$A:$SI,MATCH($G$2&\"_\"&$C30,データシート2!$A$1:$SI$1,0),0)","v":0},{"$f":"VLOOKUP($D$3&\"_\"&P$3,データシート2!$A:$SI,MATCH($G$2&\"_\"&$C30,データシート2!$A$1:$SI$1,0),0)","v":0},{"$f":"VLOOKUP($D$3&\"_\"&Q$3,データシート2!$A:$SI,MATCH($G$2&\"_\"&$C30,データシート2!$A$1:$SI$1,0),0)","v":0},{"$f":"VLOOKUP($D$3&\"_\"&R$3,データシート2!$A:$SI,MATCH($R$2&\"_\"&$C30,データシート2!$A$1:$SI$1,0),0)","v":0},{"$f":"VLOOKUP($D$3&\"_\"&S$3,データシート2!$A:$SI,MATCH($R$2&\"_\"&$C30,データシート2!$A$1:$SI$1,0),0)","v":0},{"$f":"VLOOKUP($D$3&\"_\"&T$3,データシート2!$A:$SI,MATCH($R$2&\"_\"&$C30,データシート2!$A$1:$SI$1,0),0)","v":0},{"$f":"VLOOKUP($D$3&\"_\"&U$3,データシート2!$A:$SI,MATCH($R$2&\"_\"&$C30,データシート2!$A$1:$SI$1,0),0)","v":0},{"$f":"VLOOKUP($D$3&\"_\"&V$3,データシート2!$A:$SI,MATCH($R$2&\"_\"&$C30,データシート2!$A$1:$SI$1,0),0)","v":0},{"$f":"VLOOKUP($D$3&\"_\"&W$3,データシート2!$A:$SI,MATCH($R$2&\"_\"&$C30,データシート2!$A$1:$SI$1,0),0)","v":0},{"$f":"VLOOKUP($D$3&\"_\"&X$3,データシート2!$A:$SI,MATCH($R$2&\"_\"&$C30,データシート2!$A$1:$SI$1,0),0)","v":0},{"$f":"VLOOKUP($D$3&\"_\"&Y$3,データシート2!$A:$SI,MATCH($R$2&\"_\"&$C30,データシート2!$A$1:$SI$1,0),0)","v":0},{"$f":"VLOOKUP($D$3&\"_\"&Z$3,データシート2!$A:$SI,MATCH($R$2&\"_\"&$C30,データシート2!$A$1:$SI$1,0),0)","v":0},{"$f":"VLOOKUP($D$3&\"_\"&AA$3,データシート2!$A:$SI,MATCH($R$2&\"_\"&$C30,データシート2!$A$1:$SI$1,0),0)","v":0},{"$f":"VLOOKUP($D$3&\"_\"&AB$3,データシート2!$A:$SI,MATCH($R$2&\"_\"&$C30,データシート2!$A$1:$SI$1,0),0)","v":0}]
[null,null,13,"家具・装備品製造業",null,null,{"$f":"VLOOKUP($D$3&\"_\"&G$3,データシート2!$A:$SI,MATCH($G$2&\"_\"&$C31,データシート2!$A$1:$SI$1,0),0)","v":0},{"$f":"VLOOKUP($D$3&\"_\"&H$3,データシート2!$A:$SI,MATCH($G$2&\"_\"&$C31,データシート2!$A$1:$SI$1,0),0)","v":0},{"$f":"VLOOKUP($D$3&\"_\"&I$3,データシート2!$A:$SI,MATCH($G$2&\"_\"&$C31,データシート2!$A$1:$SI$1,0),0)","v":0},{"$f":"VLOOKUP($D$3&\"_\"&J$3,データシート2!$A:$SI,MATCH($G$2&\"_\"&$C31,データシート2!$A$1:$SI$1,0),0)","v":0},{"$f":"VLOOKUP($D$3&\"_\"&K$3,データシート2!$A:$SI,MATCH($G$2&\"_\"&$C31,データシート2!$A$1:$SI$1,0),0)","v":0},{"$f":"VLOOKUP($D$3&\"_\"&L$3,データシート2!$A:$SI,MATCH($G$2&\"_\"&$C31,データシート2!$A$1:$SI$1,0),0)","v":0},{"$f":"VLOOKUP($D$3&\"_\"&M$3,データシート2!$A:$SI,MATCH($G$2&\"_\"&$C31,データシート2!$A$1:$SI$1,0),0)","v":0},{"$f":"VLOOKUP($D$3&\"_\"&N$3,データシート2!$A:$SI,MATCH($G$2&\"_\"&$C31,データシート2!$A$1:$SI$1,0),0)","v":0},{"$f":"VLOOKUP($D$3&\"_\"&O$3,データシート2!$A:$SI,MATCH($G$2&\"_\"&$C31,データシート2!$A$1:$SI$1,0),0)","v":0},{"$f":"VLOOKUP($D$3&\"_\"&P$3,データシート2!$A:$SI,MATCH($G$2&\"_\"&$C31,データシート2!$A$1:$SI$1,0),0)","v":0},{"$f":"VLOOKUP($D$3&\"_\"&Q$3,データシート2!$A:$SI,MATCH($G$2&\"_\"&$C31,データシート2!$A$1:$SI$1,0),0)","v":0},{"$f":"VLOOKUP($D$3&\"_\"&R$3,データシート2!$A:$SI,MATCH($R$2&\"_\"&$C31,データシート2!$A$1:$SI$1,0),0)","v":0},{"$f":"VLOOKUP($D$3&\"_\"&S$3,データシート2!$A:$SI,MATCH($R$2&\"_\"&$C31,データシート2!$A$1:$SI$1,0),0)","v":0},{"$f":"VLOOKUP($D$3&\"_\"&T$3,データシート2!$A:$SI,MATCH($R$2&\"_\"&$C31,データシート2!$A$1:$SI$1,0),0)","v":0},{"$f":"VLOOKUP($D$3&\"_\"&U$3,データシート2!$A:$SI,MATCH($R$2&\"_\"&$C31,データシート2!$A$1:$SI$1,0),0)","v":0},{"$f":"VLOOKUP($D$3&\"_\"&V$3,データシート2!$A:$SI,MATCH($R$2&\"_\"&$C31,データシート2!$A$1:$SI$1,0),0)","v":0},{"$f":"VLOOKUP($D$3&\"_\"&W$3,データシート2!$A:$SI,MATCH($R$2&\"_\"&$C31,データシート2!$A$1:$SI$1,0),0)","v":0},{"$f":"VLOOKUP($D$3&\"_\"&X$3,データシート2!$A:$SI,MATCH($R$2&\"_\"&$C31,データシート2!$A$1:$SI$1,0),0)","v":0},{"$f":"VLOOKUP($D$3&\"_\"&Y$3,データシート2!$A:$SI,MATCH($R$2&\"_\"&$C31,データシート2!$A$1:$SI$1,0),0)","v":0},{"$f":"VLOOKUP($D$3&\"_\"&Z$3,データシート2!$A:$SI,MATCH($R$2&\"_\"&$C31,データシート2!$A$1:$SI$1,0),0)","v":0},{"$f":"VLOOKUP($D$3&\"_\"&AA$3,データシート2!$A:$SI,MATCH($R$2&\"_\"&$C31,データシート2!$A$1:$SI$1,0),0)","v":0},{"$f":"VLOOKUP($D$3&\"_\"&AB$3,データシート2!$A:$SI,MATCH($R$2&\"_\"&$C31,データシート2!$A$1:$SI$1,0),0)","v":0}]
[null,null,14,"パルプ・紙・紙加工品製造業",null,null,{"$f":"VLOOKUP($D$3&\"_\"&G$3,データシート2!$A:$SI,MATCH($G$2&\"_\"&$C32,データシート2!$A$1:$SI$1,0),0)","v":0},{"$f":"VLOOKUP($D$3&\"_\"&H$3,データシート2!$A:$SI,MATCH($G$2&\"_\"&$C32,データシート2!$A$1:$SI$1,0),0)","v":0},{"$f":"VLOOKUP($D$3&\"_\"&I$3,データシート2!$A:$SI,MATCH($G$2&\"_\"&$C32,データシート2!$A$1:$SI$1,0),0)","v":0},{"$f":"VLOOKUP($D$3&\"_\"&J$3,データシート2!$A:$SI,MATCH($G$2&\"_\"&$C32,データシート2!$A$1:$SI$1,0),0)","v":0},{"$f":"VLOOKUP($D$3&\"_\"&K$3,データシート2!$A:$SI,MATCH($G$2&\"_\"&$C32,データシート2!$A$1:$SI$1,0),0)","v":0},{"$f":"VLOOKUP($D$3&\"_\"&L$3,データシート2!$A:$SI,MATCH($G$2&\"_\"&$C32,データシート2!$A$1:$SI$1,0),0)","v":0},{"$f":"VLOOKUP($D$3&\"_\"&M$3,データシート2!$A:$SI,MATCH($G$2&\"_\"&$C32,データシート2!$A$1:$SI$1,0),0)","v":0},{"$f":"VLOOKUP($D$3&\"_\"&N$3,データシート2!$A:$SI,MATCH($G$2&\"_\"&$C32,データシート2!$A$1:$SI$1,0),0)","v":0},{"$f":"VLOOKUP($D$3&\"_\"&O$3,データシート2!$A:$SI,MATCH($G$2&\"_\"&$C32,データシート2!$A$1:$SI$1,0),0)","v":0},{"$f":"VLOOKUP($D$3&\"_\"&P$3,データシート2!$A:$SI,MATCH($G$2&\"_\"&$C32,データシート2!$A$1:$SI$1,0),0)","v":0},{"$f":"VLOOKUP($D$3&\"_\"&Q$3,データシート2!$A:$SI,MATCH($G$2&\"_\"&$C32,データシート2!$A$1:$SI$1,0),0)","v":0},{"$f":"VLOOKUP($D$3&\"_\"&R$3,データシート2!$A:$SI,MATCH($R$2&\"_\"&$C32,データシート2!$A$1:$SI$1,0),0)","v":0},{"$f":"VLOOKUP($D$3&\"_\"&S$3,データシート2!$A:$SI,MATCH($R$2&\"_\"&$C32,データシート2!$A$1:$SI$1,0),0)","v":0},{"$f":"VLOOKUP($D$3&\"_\"&T$3,データシート2!$A:$SI,MATCH($R$2&\"_\"&$C32,データシート2!$A$1:$SI$1,0),0)","v":0},{"$f":"VLOOKUP($D$3&\"_\"&U$3,データシート2!$A:$SI,MATCH($R$2&\"_\"&$C32,データシート2!$A$1:$SI$1,0),0)","v":0},{"$f":"VLOOKUP($D$3&\"_\"&V$3,データシート2!$A:$SI,MATCH($R$2&\"_\"&$C32,データシート2!$A$1:$SI$1,0),0)","v":0},{"$f":"VLOOKUP($D$3&\"_\"&W$3,データシート2!$A:$SI,MATCH($R$2&\"_\"&$C32,データシート2!$A$1:$SI$1,0),0)","v":0},{"$f":"VLOOKUP($D$3&\"_\"&X$3,データシート2!$A:$SI,MATCH($R$2&\"_\"&$C32,データシート2!$A$1:$SI$1,0),0)","v":0},{"$f":"VLOOKUP($D$3&\"_\"&Y$3,データシート2!$A:$SI,MATCH($R$2&\"_\"&$C32,データシート2!$A$1:$SI$1,0),0)","v":0},{"$f":"VLOOKUP($D$3&\"_\"&Z$3,データシート2!$A:$SI,MATCH($R$2&\"_\"&$C32,データシート2!$A$1:$SI$1,0),0)","v":0},{"$f":"VLOOKUP($D$3&\"_\"&AA$3,データシート2!$A:$SI,MATCH($R$2&\"_\"&$C32,データシート2!$A$1:$SI$1,0),0)","v":0},{"$f":"VLOOKUP($D$3&\"_\"&AB$3,データシート2!$A:$SI,MATCH($R$2&\"_\"&$C32,データシート2!$A$1:$SI$1,0),0)","v":0}]
[null,null,15,"印刷・同関連業",null,null,{"$f":"VLOOKUP($D$3&\"_\"&G$3,データシート2!$A:$SI,MATCH($G$2&\"_\"&$C33,データシート2!$A$1:$SI$1,0),0)","v":0},{"$f":"VLOOKUP($D$3&\"_\"&H$3,データシート2!$A:$SI,MATCH($G$2&\"_\"&$C33,データシート2!$A$1:$SI$1,0),0)","v":0},{"$f":"VLOOKUP($D$3&\"_\"&I$3,データシート2!$A:$SI,MATCH($G$2&\"_\"&$C33,データシート2!$A$1:$SI$1,0),0)","v":0},{"$f":"VLOOKUP($D$3&\"_\"&J$3,データシート2!$A:$SI,MATCH($G$2&\"_\"&$C33,データシート2!$A$1:$SI$1,0),0)","v":0},{"$f":"VLOOKUP($D$3&\"_\"&K$3,データシート2!$A:$SI,MATCH($G$2&\"_\"&$C33,データシート2!$A$1:$SI$1,0),0)","v":0},{"$f":"VLOOKUP($D$3&\"_\"&L$3,データシート2!$A:$SI,MATCH($G$2&\"_\"&$C33,データシート2!$A$1:$SI$1,0),0)","v":0},{"$f":"VLOOKUP($D$3&\"_\"&M$3,データシート2!$A:$SI,MATCH($G$2&\"_\"&$C33,データシート2!$A$1:$SI$1,0),0)","v":0},{"$f":"VLOOKUP($D$3&\"_\"&N$3,データシート2!$A:$SI,MATCH($G$2&\"_\"&$C33,データシート2!$A$1:$SI$1,0),0)","v":0},{"$f":"VLOOKUP($D$3&\"_\"&O$3,データシート2!$A:$SI,MATCH($G$2&\"_\"&$C33,データシート2!$A$1:$SI$1,0),0)","v":0},{"$f":"VLOOKUP($D$3&\"_\"&P$3,データシート2!$A:$SI,MATCH($G$2&\"_\"&$C33,データシート2!$A$1:$SI$1,0),0)","v":0},{"$f":"VLOOKUP($D$3&\"_\"&Q$3,データシート2!$A:$SI,MATCH($G$2&\"_\"&$C33,データシート2!$A$1:$SI$1,0),0)","v":0},{"$f":"VLOOKUP($D$3&\"_\"&R$3,データシート2!$A:$SI,MATCH($R$2&\"_\"&$C33,データシート2!$A$1:$SI$1,0),0)","v":0},{"$f":"VLOOKUP($D$3&\"_\"&S$3,データシート2!$A:$SI,MATCH($R$2&\"_\"&$C33,データシート2!$A$1:$SI$1,0),0)","v":0},{"$f":"VLOOKUP($D$3&\"_\"&T$3,データシート2!$A:$SI,MATCH($R$2&\"_\"&$C33,データシート2!$A$1:$SI$1,0),0)","v":0},{"$f":"VLOOKUP($D$3&\"_\"&U$3,データシート2!$A:$SI,MATCH($R$2&\"_\"&$C33,データシート2!$A$1:$SI$1,0),0)","v":0},{"$f":"VLOOKUP($D$3&\"_\"&V$3,データシート2!$A:$SI,MATCH($R$2&\"_\"&$C33,データシート2!$A$1:$SI$1,0),0)","v":0},{"$f":"VLOOKUP($D$3&\"_\"&W$3,データシート2!$A:$SI,MATCH($R$2&\"_\"&$C33,データシート2!$A$1:$SI$1,0),0)","v":0},{"$f":"VLOOKUP($D$3&\"_\"&X$3,データシート2!$A:$SI,MATCH($R$2&\"_\"&$C33,データシート2!$A$1:$SI$1,0),0)","v":0},{"$f":"VLOOKUP($D$3&\"_\"&Y$3,データシート2!$A:$SI,MATCH($R$2&\"_\"&$C33,データシート2!$A$1:$SI$1,0),0)","v":0},{"$f":"VLOOKUP($D$3&\"_\"&Z$3,データシート2!$A:$SI,MATCH($R$2&\"_\"&$C33,データシート2!$A$1:$SI$1,0),0)","v":0},{"$f":"VLOOKUP($D$3&\"_\"&AA$3,データシート2!$A:$SI,MATCH($R$2&\"_\"&$C33,データシート2!$A$1:$SI$1,0),0)","v":0},{"$f":"VLOOKUP($D$3&\"_\"&AB$3,データシート2!$A:$SI,MATCH($R$2&\"_\"&$C33,データシート2!$A$1:$SI$1,0),0)","v":0}]
[null,null,16,"化学工業",null,null,{"$f":"VLOOKUP($D$3&\"_\"&G$3,データシート2!$A:$SI,MATCH($G$2&\"_\"&$C34,データシート2!$A$1:$SI$1,0),0)","v":0},{"$f":"VLOOKUP($D$3&\"_\"&H$3,データシート2!$A:$SI,MATCH($G$2&\"_\"&$C34,データシート2!$A$1:$SI$1,0),0)","v":0},{"$f":"VLOOKUP($D$3&\"_\"&I$3,データシート2!$A:$SI,MATCH($G$2&\"_\"&$C34,データシート2!$A$1:$SI$1,0),0)","v":0},{"$f":"VLOOKUP($D$3&\"_\"&J$3,データシート2!$A:$SI,MATCH($G$2&\"_\"&$C34,データシート2!$A$1:$SI$1,0),0)","v":0},{"$f":"VLOOKUP($D$3&\"_\"&K$3,データシート2!$A:$SI,MATCH($G$2&\"_\"&$C34,データシート2!$A$1:$SI$1,0),0)","v":0},{"$f":"VLOOKUP($D$3&\"_\"&L$3,データシート2!$A:$SI,MATCH($G$2&\"_\"&$C34,データシート2!$A$1:$SI$1,0),0)","v":0},{"$f":"VLOOKUP($D$3&\"_\"&M$3,データシート2!$A:$SI,MATCH($G$2&\"_\"&$C34,データシート2!$A$1:$SI$1,0),0)","v":0},{"$f":"VLOOKUP($D$3&\"_\"&N$3,データシート2!$A:$SI,MATCH($G$2&\"_\"&$C34,データシート2!$A$1:$SI$1,0),0)","v":0},{"$f":"VLOOKUP($D$3&\"_\"&O$3,データシート2!$A:$SI,MATCH($G$2&\"_\"&$C34,データシート2!$A$1:$SI$1,0),0)","v":0},{"$f":"VLOOKUP($D$3&\"_\"&P$3,データシート2!$A:$SI,MATCH($G$2&\"_\"&$C34,データシート2!$A$1:$SI$1,0),0)","v":0},{"$f":"VLOOKUP($D$3&\"_\"&Q$3,データシート2!$A:$SI,MATCH($G$2&\"_\"&$C34,データシート2!$A$1:$SI$1,0),0)","v":0},{"$f":"VLOOKUP($D$3&\"_\"&R$3,データシート2!$A:$SI,MATCH($R$2&\"_\"&$C34,データシート2!$A$1:$SI$1,0),0)","v":0},{"$f":"VLOOKUP($D$3&\"_\"&S$3,データシート2!$A:$SI,MATCH($R$2&\"_\"&$C34,データシート2!$A$1:$SI$1,0),0)","v":0},{"$f":"VLOOKUP($D$3&\"_\"&T$3,データシート2!$A:$SI,MATCH($R$2&\"_\"&$C34,データシート2!$A$1:$SI$1,0),0)","v":0},{"$f":"VLOOKUP($D$3&\"_\"&U$3,データシート2!$A:$SI,MATCH($R$2&\"_\"&$C34,データシート2!$A$1:$SI$1,0),0)","v":0},{"$f":"VLOOKUP($D$3&\"_\"&V$3,データシート2!$A:$SI,MATCH($R$2&\"_\"&$C34,データシート2!$A$1:$SI$1,0),0)","v":0},{"$f":"VLOOKUP($D$3&\"_\"&W$3,データシート2!$A:$SI,MATCH($R$2&\"_\"&$C34,データシート2!$A$1:$SI$1,0),0)","v":0},{"$f":"VLOOKUP($D$3&\"_\"&X$3,データシート2!$A:$SI,MATCH($R$2&\"_\"&$C34,データシート2!$A$1:$SI$1,0),0)","v":0},{"$f":"VLOOKUP($D$3&\"_\"&Y$3,データシート2!$A:$SI,MATCH($R$2&\"_\"&$C34,データシート2!$A$1:$SI$1,0),0)","v":0},{"$f":"VLOOKUP($D$3&\"_\"&Z$3,データシート2!$A:$SI,MATCH($R$2&\"_\"&$C34,データシート2!$A$1:$SI$1,0),0)","v":0},{"$f":"VLOOKUP($D$3&\"_\"&AA$3,データシート2!$A:$SI,MATCH($R$2&\"_\"&$C34,データシート2!$A$1:$SI$1,0),0)","v":0},{"$f":"VLOOKUP($D$3&\"_\"&AB$3,データシート2!$A:$SI,MATCH($R$2&\"_\"&$C34,データシート2!$A$1:$SI$1,0),0)","v":0}]
[null,null,17,"石油製品・石炭製品製造業",null,null,{"$f":"VLOOKUP($D$3&\"_\"&G$3,データシート2!$A:$SI,MATCH($G$2&\"_\"&$C35,データシート2!$A$1:$SI$1,0),0)","v":0},{"$f":"VLOOKUP($D$3&\"_\"&H$3,データシート2!$A:$SI,MATCH($G$2&\"_\"&$C35,データシート2!$A$1:$SI$1,0),0)","v":0},{"$f":"VLOOKUP($D$3&\"_\"&I$3,データシート2!$A:$SI,MATCH($G$2&\"_\"&$C35,データシート2!$A$1:$SI$1,0),0)","v":0},{"$f":"VLOOKUP($D$3&\"_\"&J$3,データシート2!$A:$SI,MATCH($G$2&\"_\"&$C35,データシート2!$A$1:$SI$1,0),0)","v":0},{"$f":"VLOOKUP($D$3&\"_\"&K$3,データシート2!$A:$SI,MATCH($G$2&\"_\"&$C35,データシート2!$A$1:$SI$1,0),0)","v":0},{"$f":"VLOOKUP($D$3&\"_\"&L$3,データシート2!$A:$SI,MATCH($G$2&\"_\"&$C35,データシート2!$A$1:$SI$1,0),0)","v":0},{"$f":"VLOOKUP($D$3&\"_\"&M$3,データシート2!$A:$SI,MATCH($G$2&\"_\"&$C35,データシート2!$A$1:$SI$1,0),0)","v":0},{"$f":"VLOOKUP($D$3&\"_\"&N$3,データシート2!$A:$SI,MATCH($G$2&\"_\"&$C35,データシート2!$A$1:$SI$1,0),0)","v":0},{"$f":"VLOOKUP($D$3&\"_\"&O$3,データシート2!$A:$SI,MATCH($G$2&\"_\"&$C35,データシート2!$A$1:$SI$1,0),0)","v":0},{"$f":"VLOOKUP($D$3&\"_\"&P$3,データシート2!$A:$SI,MATCH($G$2&\"_\"&$C35,データシート2!$A$1:$SI$1,0),0)","v":0},{"$f":"VLOOKUP($D$3&\"_\"&Q$3,データシート2!$A:$SI,MATCH($G$2&\"_\"&$C35,データシート2!$A$1:$SI$1,0),0)","v":0},{"$f":"VLOOKUP($D$3&\"_\"&R$3,データシート2!$A:$SI,MATCH($R$2&\"_\"&$C35,データシート2!$A$1:$SI$1,0),0)","v":0},{"$f":"VLOOKUP($D$3&\"_\"&S$3,データシート2!$A:$SI,MATCH($R$2&\"_\"&$C35,データシート2!$A$1:$SI$1,0),0)","v":0},{"$f":"VLOOKUP($D$3&\"_\"&T$3,データシート2!$A:$SI,MATCH($R$2&\"_\"&$C35,データシート2!$A$1:$SI$1,0),0)","v":0},{"$f":"VLOOKUP($D$3&\"_\"&U$3,データシート2!$A:$SI,MATCH($R$2&\"_\"&$C35,データシート2!$A$1:$SI$1,0),0)","v":0},{"$f":"VLOOKUP($D$3&\"_\"&V$3,データシート2!$A:$SI,MATCH($R$2&\"_\"&$C35,データシート2!$A$1:$SI$1,0),0)","v":0},{"$f":"VLOOKUP($D$3&\"_\"&W$3,データシート2!$A:$SI,MATCH($R$2&\"_\"&$C35,データシート2!$A$1:$SI$1,0),0)","v":0},{"$f":"VLOOKUP($D$3&\"_\"&X$3,データシート2!$A:$SI,MATCH($R$2&\"_\"&$C35,データシート2!$A$1:$SI$1,0),0)","v":0},{"$f":"VLOOKUP($D$3&\"_\"&Y$3,データシート2!$A:$SI,MATCH($R$2&\"_\"&$C35,データシート2!$A$1:$SI$1,0),0)","v":0},{"$f":"VLOOKUP($D$3&\"_\"&Z$3,データシート2!$A:$SI,MATCH($R$2&\"_\"&$C35,データシート2!$A$1:$SI$1,0),0)","v":0},{"$f":"VLOOKUP($D$3&\"_\"&AA$3,データシート2!$A:$SI,MATCH($R$2&\"_\"&$C35,データシート2!$A$1:$SI$1,0),0)","v":0},{"$f":"VLOOKUP($D$3&\"_\"&AB$3,データシート2!$A:$SI,MATCH($R$2&\"_\"&$C35,データシート2!$A$1:$SI$1,0),0)","v":0}]
[{"$nulls":4},1711,"石油精製業",{"$f":"VLOOKUP($D$3&\"_\"&G$3,データシート2!$A:$SI,MATCH($G$2&\"_\"&$E36,データシート2!$A$1:$SI$1,0),0)","v":0},{"$f":"VLOOKUP($D$3&\"_\"&H$3,データシート2!$A:$SI,MATCH($G$2&\"_\"&$E36,データシート2!$A$1:$SI$1,0),0)","v":0},{"$f":"VLOOKUP($D$3&\"_\"&I$3,データシート2!$A:$SI,MATCH($G$2&\"_\"&$E36,データシート2!$A$1:$SI$1,0),0)","v":0},{"$f":"VLOOKUP($D$3&\"_\"&J$3,データシート2!$A:$SI,MATCH($G$2&\"_\"&$E36,データシート2!$A$1:$SI$1,0),0)","v":0},{"$f":"VLOOKUP($D$3&\"_\"&K$3,データシート2!$A:$SI,MATCH($G$2&\"_\"&$E36,データシート2!$A$1:$SI$1,0),0)","v":0},{"$f":"VLOOKUP($D$3&\"_\"&L$3,データシート2!$A:$SI,MATCH($G$2&\"_\"&$E36,データシート2!$A$1:$SI$1,0),0)","v":0},{"$f":"VLOOKUP($D$3&\"_\"&M$3,データシート2!$A:$SI,MATCH($G$2&\"_\"&$E36,データシート2!$A$1:$SI$1,0),0)","v":0},{"$f":"VLOOKUP($D$3&\"_\"&N$3,データシート2!$A:$SI,MATCH($G$2&\"_\"&$E36,データシート2!$A$1:$SI$1,0),0)","v":0},{"$f":"VLOOKUP($D$3&\"_\"&O$3,データシート2!$A:$SI,MATCH($G$2&\"_\"&$E36,データシート2!$A$1:$SI$1,0),0)","v":0},{"$f":"VLOOKUP($D$3&\"_\"&P$3,データシート2!$A:$SI,MATCH($G$2&\"_\"&$E36,データシート2!$A$1:$SI$1,0),0)","v":0},{"$f":"VLOOKUP($D$3&\"_\"&Q$3,データシート2!$A:$SI,MATCH($G$2&\"_\"&$E36,データシート2!$A$1:$SI$1,0),0)","v":0},{"$f":"VLOOKUP($D$3&\"_\"&R$3,データシート2!$A:$SI,MATCH($R$2&\"_\"&$E36,データシート2!$A$1:$SI$1,0),0)","v":0},{"$f":"VLOOKUP($D$3&\"_\"&S$3,データシート2!$A:$SI,MATCH($R$2&\"_\"&$E36,データシート2!$A$1:$SI$1,0),0)","v":0},{"$f":"VLOOKUP($D$3&\"_\"&T$3,データシート2!$A:$SI,MATCH($R$2&\"_\"&$E36,データシート2!$A$1:$SI$1,0),0)","v":0},{"$f":"VLOOKUP($D$3&\"_\"&U$3,データシート2!$A:$SI,MATCH($R$2&\"_\"&$E36,データシート2!$A$1:$SI$1,0),0)","v":0},{"$f":"VLOOKUP($D$3&\"_\"&V$3,データシート2!$A:$SI,MATCH($R$2&\"_\"&$E36,データシート2!$A$1:$SI$1,0),0)","v":0},{"$f":"VLOOKUP($D$3&\"_\"&W$3,データシート2!$A:$SI,MATCH($R$2&\"_\"&$E36,データシート2!$A$1:$SI$1,0),0)","v":0},{"$f":"VLOOKUP($D$3&\"_\"&X$3,データシート2!$A:$SI,MATCH($R$2&\"_\"&$E36,データシート2!$A$1:$SI$1,0),0)","v":0},{"$f":"VLOOKUP($D$3&\"_\"&Y$3,データシート2!$A:$SI,MATCH($R$2&\"_\"&$E36,データシート2!$A$1:$SI$1,0),0)","v":0},{"$f":"VLOOKUP($D$3&\"_\"&Z$3,データシート2!$A:$SI,MATCH($R$2&\"_\"&$E36,データシート2!$A$1:$SI$1,0),0)","v":0},{"$f":"VLOOKUP($D$3&\"_\"&AA$3,データシート2!$A:$SI,MATCH($R$2&\"_\"&$E36,データシート2!$A$1:$SI$1,0),0)","v":0},{"$f":"VLOOKUP($D$3&\"_\"&AB$3,データシート2!$A:$SI,MATCH($R$2&\"_\"&$E36,データシート2!$A$1:$SI$1,0),0)","v":0}]
[{"$nulls":4},1731,"コークス製造業",{"$f":"VLOOKUP($D$3&\"_\"&G$3,データシート2!$A:$SI,MATCH($G$2&\"_\"&$E37,データシート2!$A$1:$SI$1,0),0)","v":0},{"$f":"VLOOKUP($D$3&\"_\"&H$3,データシート2!$A:$SI,MATCH($G$2&\"_\"&$E37,データシート2!$A$1:$SI$1,0),0)","v":0},{"$f":"VLOOKUP($D$3&\"_\"&I$3,データシート2!$A:$SI,MATCH($G$2&\"_\"&$E37,データシート2!$A$1:$SI$1,0),0)","v":0},{"$f":"VLOOKUP($D$3&\"_\"&J$3,データシート2!$A:$SI,MATCH($G$2&\"_\"&$E37,データシート2!$A$1:$SI$1,0),0)","v":0},{"$f":"VLOOKUP($D$3&\"_\"&K$3,データシート2!$A:$SI,MATCH($G$2&\"_\"&$E37,データシート2!$A$1:$SI$1,0),0)","v":0},{"$f":"VLOOKUP($D$3&\"_\"&L$3,データシート2!$A:$SI,MATCH($G$2&\"_\"&$E37,データシート2!$A$1:$SI$1,0),0)","v":0},{"$f":"VLOOKUP($D$3&\"_\"&M$3,データシート2!$A:$SI,MATCH($G$2&\"_\"&$E37,データシート2!$A$1:$SI$1,0),0)","v":0},{"$f":"VLOOKUP($D$3&\"_\"&N$3,データシート2!$A:$SI,MATCH($G$2&\"_\"&$E37,データシート2!$A$1:$SI$1,0),0)","v":0},{"$f":"VLOOKUP($D$3&\"_\"&O$3,データシート2!$A:$SI,MATCH($G$2&\"_\"&$E37,データシート2!$A$1:$SI$1,0),0)","v":0},{"$f":"VLOOKUP($D$3&\"_\"&P$3,データシート2!$A:$SI,MATCH($G$2&\"_\"&$E37,データシート2!$A$1:$SI$1,0),0)","v":0},{"$f":"VLOOKUP($D$3&\"_\"&Q$3,データシート2!$A:$SI,MATCH($G$2&\"_\"&$E37,データシート2!$A$1:$SI$1,0),0)","v":0},{"$f":"VLOOKUP($D$3&\"_\"&R$3,データシート2!$A:$SI,MATCH($R$2&\"_\"&$E37,データシート2!$A$1:$SI$1,0),0)","v":0},{"$f":"VLOOKUP($D$3&\"_\"&S$3,データシート2!$A:$SI,MATCH($R$2&\"_\"&$E37,データシート2!$A$1:$SI$1,0),0)","v":0},{"$f":"VLOOKUP($D$3&\"_\"&T$3,データシート2!$A:$SI,MATCH($R$2&\"_\"&$E37,データシート2!$A$1:$SI$1,0),0)","v":0},{"$f":"VLOOKUP($D$3&\"_\"&U$3,データシート2!$A:$SI,MATCH($R$2&\"_\"&$E37,データシート2!$A$1:$SI$1,0),0)","v":0},{"$f":"VLOOKUP($D$3&\"_\"&V$3,データシート2!$A:$SI,MATCH($R$2&\"_\"&$E37,データシート2!$A$1:$SI$1,0),0)","v":0},{"$f":"VLOOKUP($D$3&\"_\"&W$3,データシート2!$A:$SI,MATCH($R$2&\"_\"&$E37,データシート2!$A$1:$SI$1,0),0)","v":0},{"$f":"VLOOKUP($D$3&\"_\"&X$3,データシート2!$A:$SI,MATCH($R$2&\"_\"&$E37,データシート2!$A$1:$SI$1,0),0)","v":0},{"$f":"VLOOKUP($D$3&\"_\"&Y$3,データシート2!$A:$SI,MATCH($R$2&\"_\"&$E37,データシート2!$A$1:$SI$1,0),0)","v":0},{"$f":"VLOOKUP($D$3&\"_\"&Z$3,データシート2!$A:$SI,MATCH($R$2&\"_\"&$E37,データシート2!$A$1:$SI$1,0),0)","v":0},{"$f":"VLOOKUP($D$3&\"_\"&AA$3,データシート2!$A:$SI,MATCH($R$2&\"_\"&$E37,データシート2!$A$1:$SI$1,0),0)","v":0},{"$f":"VLOOKUP($D$3&\"_\"&AB$3,データシート2!$A:$SI,MATCH($R$2&\"_\"&$E37,データシート2!$A$1:$SI$1,0),0)","v":0}]
[null,null,18,"プラスチック製品製造業（別掲を除く）",null,null,{"$f":"VLOOKUP($D$3&\"_\"&G$3,データシート2!$A:$SI,MATCH($G$2&\"_\"&$C38,データシート2!$A$1:$SI$1,0),0)","v":0},{"$f":"VLOOKUP($D$3&\"_\"&H$3,データシート2!$A:$SI,MATCH($G$2&\"_\"&$C38,データシート2!$A$1:$SI$1,0),0)","v":0},{"$f":"VLOOKUP($D$3&\"_\"&I$3,データシート2!$A:$SI,MATCH($G$2&\"_\"&$C38,データシート2!$A$1:$SI$1,0),0)","v":0},{"$f":"VLOOKUP($D$3&\"_\"&J$3,データシート2!$A:$SI,MATCH($G$2&\"_\"&$C38,データシート2!$A$1:$SI$1,0),0)","v":0},{"$f":"VLOOKUP($D$3&\"_\"&K$3,データシート2!$A:$SI,MATCH($G$2&\"_\"&$C38,データシート2!$A$1:$SI$1,0),0)","v":0},{"$f":"VLOOKUP($D$3&\"_\"&L$3,データシート2!$A:$SI,MATCH($G$2&\"_\"&$C38,データシート2!$A$1:$SI$1,0),0)","v":0},{"$f":"VLOOKUP($D$3&\"_\"&M$3,データシート2!$A:$SI,MATCH($G$2&\"_\"&$C38,データシート2!$A$1:$SI$1,0),0)","v":0},{"$f":"VLOOKUP($D$3&\"_\"&N$3,データシート2!$A:$SI,MATCH($G$2&\"_\"&$C38,データシート2!$A$1:$SI$1,0),0)","v":0},{"$f":"VLOOKUP($D$3&\"_\"&O$3,データシート2!$A:$SI,MATCH($G$2&\"_\"&$C38,データシート2!$A$1:$SI$1,0),0)","v":0},{"$f":"VLOOKUP($D$3&\"_\"&P$3,データシート2!$A:$SI,MATCH($G$2&\"_\"&$C38,データシート2!$A$1:$SI$1,0),0)","v":0},{"$f":"VLOOKUP($D$3&\"_\"&Q$3,データシート2!$A:$SI,MATCH($G$2&\"_\"&$C38,データシート2!$A$1:$SI$1,0),0)","v":0},{"$f":"VLOOKUP($D$3&\"_\"&R$3,データシート2!$A:$SI,MATCH($R$2&\"_\"&$C38,データシート2!$A$1:$SI$1,0),0)","v":0},{"$f":"VLOOKUP($D$3&\"_\"&S$3,データシート2!$A:$SI,MATCH($R$2&\"_\"&$C38,データシート2!$A$1:$SI$1,0),0)","v":0},{"$f":"VLOOKUP($D$3&\"_\"&T$3,データシート2!$A:$SI,MATCH($R$2&\"_\"&$C38,データシート2!$A$1:$SI$1,0),0)","v":0},{"$f":"VLOOKUP($D$3&\"_\"&U$3,データシート2!$A:$SI,MATCH($R$2&\"_\"&$C38,データシート2!$A$1:$SI$1,0),0)","v":0},{"$f":"VLOOKUP($D$3&\"_\"&V$3,データシート2!$A:$SI,MATCH($R$2&\"_\"&$C38,データシート2!$A$1:$SI$1,0),0)","v":0},{"$f":"VLOOKUP($D$3&\"_\"&W$3,データシート2!$A:$SI,MATCH($R$2&\"_\"&$C38,データシート2!$A$1:$SI$1,0),0)","v":0},{"$f":"VLOOKUP($D$3&\"_\"&X$3,データシート2!$A:$SI,MATCH($R$2&\"_\"&$C38,データシート2!$A$1:$SI$1,0),0)","v":0},{"$f":"VLOOKUP($D$3&\"_\"&Y$3,データシート2!$A:$SI,MATCH($R$2&\"_\"&$C38,データシート2!$A$1:$SI$1,0),0)","v":0},{"$f":"VLOOKUP($D$3&\"_\"&Z$3,データシート2!$A:$SI,MATCH($R$2&\"_\"&$C38,データシート2!$A$1:$SI$1,0),0)","v":0},{"$f":"VLOOKUP($D$3&\"_\"&AA$3,データシート2!$A:$SI,MATCH($R$2&\"_\"&$C38,データシート2!$A$1:$SI$1,0),0)","v":0},{"$f":"VLOOKUP($D$3&\"_\"&AB$3,データシート2!$A:$SI,MATCH($R$2&\"_\"&$C38,データシート2!$A$1:$SI$1,0),0)","v":0}]
[null,null,19,"ゴム製品製造業",null,null,{"$f":"VLOOKUP($D$3&\"_\"&G$3,データシート2!$A:$SI,MATCH($G$2&\"_\"&$C39,データシート2!$A$1:$SI$1,0),0)","v":0},{"$f":"VLOOKUP($D$3&\"_\"&H$3,データシート2!$A:$SI,MATCH($G$2&\"_\"&$C39,データシート2!$A$1:$SI$1,0),0)","v":0},{"$f":"VLOOKUP($D$3&\"_\"&I$3,データシート2!$A:$SI,MATCH($G$2&\"_\"&$C39,データシート2!$A$1:$SI$1,0),0)","v":0},{"$f":"VLOOKUP($D$3&\"_\"&J$3,データシート2!$A:$SI,MATCH($G$2&\"_\"&$C39,データシート2!$A$1:$SI$1,0),0)","v":0},{"$f":"VLOOKUP($D$3&\"_\"&K$3,データシート2!$A:$SI,MATCH($G$2&\"_\"&$C39,データシート2!$A$1:$SI$1,0),0)","v":0},{"$f":"VLOOKUP($D$3&\"_\"&L$3,データシート2!$A:$SI,MATCH($G$2&\"_\"&$C39,データシート2!$A$1:$SI$1,0),0)","v":0},{"$f":"VLOOKUP($D$3&\"_\"&M$3,データシート2!$A:$SI,MATCH($G$2&\"_\"&$C39,データシート2!$A$1:$SI$1,0),0)","v":0},{"$f":"VLOOKUP($D$3&\"_\"&N$3,データシート2!$A:$SI,MATCH($G$2&\"_\"&$C39,データシート2!$A$1:$SI$1,0),0)","v":0},{"$f":"VLOOKUP($D$3&\"_\"&O$3,データシート2!$A:$SI,MATCH($G$2&\"_\"&$C39,データシート2!$A$1:$SI$1,0),0)","v":0},{"$f":"VLOOKUP($D$3&\"_\"&P$3,データシート2!$A:$SI,MATCH($G$2&\"_\"&$C39,データシート2!$A$1:$SI$1,0),0)","v":0},{"$f":"VLOOKUP($D$3&\"_\"&Q$3,データシート2!$A:$SI,MATCH($G$2&\"_\"&$C39,データシート2!$A$1:$SI$1,0),0)","v":0},{"$f":"VLOOKUP($D$3&\"_\"&R$3,データシート2!$A:$SI,MATCH($R$2&\"_\"&$C39,データシート2!$A$1:$SI$1,0),0)","v":0},{"$f":"VLOOKUP($D$3&\"_\"&S$3,データシート2!$A:$SI,MATCH($R$2&\"_\"&$C39,データシート2!$A$1:$SI$1,0),0)","v":0},{"$f":"VLOOKUP($D$3&\"_\"&T$3,データシート2!$A:$SI,MATCH($R$2&\"_\"&$C39,データシート2!$A$1:$SI$1,0),0)","v":0},{"$f":"VLOOKUP($D$3&\"_\"&U$3,データシート2!$A:$SI,MATCH($R$2&\"_\"&$C39,データシート2!$A$1:$SI$1,0),0)","v":0},{"$f":"VLOOKUP($D$3&\"_\"&V$3,データシート2!$A:$SI,MATCH($R$2&\"_\"&$C39,データシート2!$A$1:$SI$1,0),0)","v":0},{"$f":"VLOOKUP($D$3&\"_\"&W$3,データシート2!$A:$SI,MATCH($R$2&\"_\"&$C39,データシート2!$A$1:$SI$1,0),0)","v":0},{"$f":"VLOOKUP($D$3&\"_\"&X$3,データシート2!$A:$SI,MATCH($R$2&\"_\"&$C39,データシート2!$A$1:$SI$1,0),0)","v":0},{"$f":"VLOOKUP($D$3&\"_\"&Y$3,データシート2!$A:$SI,MATCH($R$2&\"_\"&$C39,データシート2!$A$1:$SI$1,0),0)","v":0},{"$f":"VLOOKUP($D$3&\"_\"&Z$3,データシート2!$A:$SI,MATCH($R$2&\"_\"&$C39,データシート2!$A$1:$SI$1,0),0)","v":0},{"$f":"VLOOKUP($D$3&\"_\"&AA$3,データシート2!$A:$SI,MATCH($R$2&\"_\"&$C39,データシート2!$A$1:$SI$1,0),0)","v":0},{"$f":"VLOOKUP($D$3&\"_\"&AB$3,データシート2!$A:$SI,MATCH($R$2&\"_\"&$C39,データシート2!$A$1:$SI$1,0),0)","v":0}]
[null,null,20,"なめし革・同製品・毛皮製造業",null,null,{"$f":"VLOOKUP($D$3&\"_\"&G$3,データシート2!$A:$SI,MATCH($G$2&\"_\"&$C40,データシート2!$A$1:$SI$1,0),0)","v":0},{"$f":"VLOOKUP($D$3&\"_\"&H$3,データシート2!$A:$SI,MATCH($G$2&\"_\"&$C40,データシート2!$A$1:$SI$1,0),0)","v":0},{"$f":"VLOOKUP($D$3&\"_\"&I$3,データシート2!$A:$SI,MATCH($G$2&\"_\"&$C40,データシート2!$A$1:$SI$1,0),0)","v":0},{"$f":"VLOOKUP($D$3&\"_\"&J$3,データシート2!$A:$SI,MATCH($G$2&\"_\"&$C40,データシート2!$A$1:$SI$1,0),0)","v":0},{"$f":"VLOOKUP($D$3&\"_\"&K$3,データシート2!$A:$SI,MATCH($G$2&\"_\"&$C40,データシート2!$A$1:$SI$1,0),0)","v":0},{"$f":"VLOOKUP($D$3&\"_\"&L$3,データシート2!$A:$SI,MATCH($G$2&\"_\"&$C40,データシート2!$A$1:$SI$1,0),0)","v":0},{"$f":"VLOOKUP($D$3&\"_\"&M$3,データシート2!$A:$SI,MATCH($G$2&\"_\"&$C40,データシート2!$A$1:$SI$1,0),0)","v":0},{"$f":"VLOOKUP($D$3&\"_\"&N$3,データシート2!$A:$SI,MATCH($G$2&\"_\"&$C40,データシート2!$A$1:$SI$1,0),0)","v":0},{"$f":"VLOOKUP($D$3&\"_\"&O$3,データシート2!$A:$SI,MATCH($G$2&\"_\"&$C40,データシート2!$A$1:$SI$1,0),0)","v":0},{"$f":"VLOOKUP($D$3&\"_\"&P$3,データシート2!$A:$SI,MATCH($G$2&\"_\"&$C40,データシート2!$A$1:$SI$1,0),0)","v":0},{"$f":"VLOOKUP($D$3&\"_\"&Q$3,データシート2!$A:$SI,MATCH($G$2&\"_\"&$C40,データシート2!$A$1:$SI$1,0),0)","v":0},{"$f":"VLOOKUP($D$3&\"_\"&R$3,データシート2!$A:$SI,MATCH($R$2&\"_\"&$C40,データシート2!$A$1:$SI$1,0),0)","v":0},{"$f":"VLOOKUP($D$3&\"_\"&S$3,データシート2!$A:$SI,MATCH($R$2&\"_\"&$C40,データシート2!$A$1:$SI$1,0),0)","v":0},{"$f":"VLOOKUP($D$3&\"_\"&T$3,データシート2!$A:$SI,MATCH($R$2&\"_\"&$C40,データシート2!$A$1:$SI$1,0),0)","v":0},{"$f":"VLOOKUP($D$3&\"_\"&U$3,データシート2!$A:$SI,MATCH($R$2&\"_\"&$C40,データシート2!$A$1:$SI$1,0),0)","v":0},{"$f":"VLOOKUP($D$3&\"_\"&V$3,データシート2!$A:$SI,MATCH($R$2&\"_\"&$C40,データシート2!$A$1:$SI$1,0),0)","v":0},{"$f":"VLOOKUP($D$3&\"_\"&W$3,データシート2!$A:$SI,MATCH($R$2&\"_\"&$C40,データシート2!$A$1:$SI$1,0),0)","v":0},{"$f":"VLOOKUP($D$3&\"_\"&X$3,データシート2!$A:$SI,MATCH($R$2&\"_\"&$C40,データシート2!$A$1:$SI$1,0),0)","v":0},{"$f":"VLOOKUP($D$3&\"_\"&Y$3,データシート2!$A:$SI,MATCH($R$2&\"_\"&$C40,データシート2!$A$1:$SI$1,0),0)","v":0},{"$f":"VLOOKUP($D$3&\"_\"&Z$3,データシート2!$A:$SI,MATCH($R$2&\"_\"&$C40,データシート2!$A$1:$SI$1,0),0)","v":0},{"$f":"VLOOKUP($D$3&\"_\"&AA$3,データシート2!$A:$SI,MATCH($R$2&\"_\"&$C40,データシート2!$A$1:$SI$1,0),0)","v":0},{"$f":"VLOOKUP($D$3&\"_\"&AB$3,データシート2!$A:$SI,MATCH($R$2&\"_\"&$C40,データシート2!$A$1:$SI$1,0),0)","v":0}]
[null,null,21,"窯業・土石製品製造業",null,null,{"$f":"VLOOKUP($D$3&\"_\"&G$3,データシート2!$A:$SI,MATCH($G$2&\"_\"&$C41,データシート2!$A$1:$SI$1,0),0)","v":0},{"$f":"VLOOKUP($D$3&\"_\"&H$3,データシート2!$A:$SI,MATCH($G$2&\"_\"&$C41,データシート2!$A$1:$SI$1,0),0)","v":0},{"$f":"VLOOKUP($D$3&\"_\"&I$3,データシート2!$A:$SI,MATCH($G$2&\"_\"&$C41,データシート2!$A$1:$SI$1,0),0)","v":0},{"$f":"VLOOKUP($D$3&\"_\"&J$3,データシート2!$A:$SI,MATCH($G$2&\"_\"&$C41,データシート2!$A$1:$SI$1,0),0)","v":0},{"$f":"VLOOKUP($D$3&\"_\"&K$3,データシート2!$A:$SI,MATCH($G$2&\"_\"&$C41,データシート2!$A$1:$SI$1,0),0)","v":0},{"$f":"VLOOKUP($D$3&\"_\"&L$3,データシート2!$A:$SI,MATCH($G$2&\"_\"&$C41,データシート2!$A$1:$SI$1,0),0)","v":0},{"$f":"VLOOKUP($D$3&\"_\"&M$3,データシート2!$A:$SI,MATCH($G$2&\"_\"&$C41,データシート2!$A$1:$SI$1,0),0)","v":0},{"$f":"VLOOKUP($D$3&\"_\"&N$3,データシート2!$A:$SI,MATCH($G$2&\"_\"&$C41,データシート2!$A$1:$SI$1,0),0)","v":0},{"$f":"VLOOKUP($D$3&\"_\"&O$3,データシート2!$A:$SI,MATCH($G$2&\"_\"&$C41,データシート2!$A$1:$SI$1,0),0)","v":0},{"$f":"VLOOKUP($D$3&\"_\"&P$3,データシート2!$A:$SI,MATCH($G$2&\"_\"&$C41,データシート2!$A$1:$SI$1,0),0)","v":0},{"$f":"VLOOKUP($D$3&\"_\"&Q$3,データシート2!$A:$SI,MATCH($G$2&\"_\"&$C41,データシート2!$A$1:$SI$1,0),0)","v":0},{"$f":"VLOOKUP($D$3&\"_\"&R$3,データシート2!$A:$SI,MATCH($R$2&\"_\"&$C41,データシート2!$A$1:$SI$1,0),0)","v":0},{"$f":"VLOOKUP($D$3&\"_\"&S$3,データシート2!$A:$SI,MATCH($R$2&\"_\"&$C41,データシート2!$A$1:$SI$1,0),0)","v":0},{"$f":"VLOOKUP($D$3&\"_\"&T$3,データシート2!$A:$SI,MATCH($R$2&\"_\"&$C41,データシート2!$A$1:$SI$1,0),0)","v":0},{"$f":"VLOOKUP($D$3&\"_\"&U$3,データシート2!$A:$SI,MATCH($R$2&\"_\"&$C41,データシート2!$A$1:$SI$1,0),0)","v":0},{"$f":"VLOOKUP($D$3&\"_\"&V$3,データシート2!$A:$SI,MATCH($R$2&\"_\"&$C41,データシート2!$A$1:$SI$1,0),0)","v":0},{"$f":"VLOOKUP($D$3&\"_\"&W$3,データシート2!$A:$SI,MATCH($R$2&\"_\"&$C41,データシート2!$A$1:$SI$1,0),0)","v":0},{"$f":"VLOOKUP($D$3&\"_\"&X$3,データシート2!$A:$SI,MATCH($R$2&\"_\"&$C41,データシート2!$A$1:$SI$1,0),0)","v":0},{"$f":"VLOOKUP($D$3&\"_\"&Y$3,データシート2!$A:$SI,MATCH($R$2&\"_\"&$C41,データシート2!$A$1:$SI$1,0),0)","v":0},{"$f":"VLOOKUP($D$3&\"_\"&Z$3,データシート2!$A:$SI,MATCH($R$2&\"_\"&$C41,データシート2!$A$1:$SI$1,0),0)","v":0},{"$f":"VLOOKUP($D$3&\"_\"&AA$3,データシート2!$A:$SI,MATCH($R$2&\"_\"&$C41,データシート2!$A$1:$SI$1,0),0)","v":0},{"$f":"VLOOKUP($D$3&\"_\"&AB$3,データシート2!$A:$SI,MATCH($R$2&\"_\"&$C41,データシート2!$A$1:$SI$1,0),0)","v":0}]
[null,null,22,"鉄鋼業",null,null,{"$f":"VLOOKUP($D$3&\"_\"&G$3,データシート2!$A:$SI,MATCH($G$2&\"_\"&$C42,データシート2!$A$1:$SI$1,0),0)","v":0},{"$f":"VLOOKUP($D$3&\"_\"&H$3,データシート2!$A:$SI,MATCH($G$2&\"_\"&$C42,データシート2!$A$1:$SI$1,0),0)","v":0},{"$f":"VLOOKUP($D$3&\"_\"&I$3,データシート2!$A:$SI,MATCH($G$2&\"_\"&$C42,データシート2!$A$1:$SI$1,0),0)","v":0},{"$f":"VLOOKUP($D$3&\"_\"&J$3,データシート2!$A:$SI,MATCH($G$2&\"_\"&$C42,データシート2!$A$1:$SI$1,0),0)","v":0},{"$f":"VLOOKUP($D$3&\"_\"&K$3,データシート2!$A:$SI,MATCH($G$2&\"_\"&$C42,データシート2!$A$1:$SI$1,0),0)","v":0},{"$f":"VLOOKUP($D$3&\"_\"&L$3,データシート2!$A:$SI,MATCH($G$2&\"_\"&$C42,データシート2!$A$1:$SI$1,0),0)","v":0},{"$f":"VLOOKUP($D$3&\"_\"&M$3,データシート2!$A:$SI,MATCH($G$2&\"_\"&$C42,データシート2!$A$1:$SI$1,0),0)","v":0},{"$f":"VLOOKUP($D$3&\"_\"&N$3,データシート2!$A:$SI,MATCH($G$2&\"_\"&$C42,データシート2!$A$1:$SI$1,0),0)","v":0},{"$f":"VLOOKUP($D$3&\"_\"&O$3,データシート2!$A:$SI,MATCH($G$2&\"_\"&$C42,データシート2!$A$1:$SI$1,0),0)","v":0},{"$f":"VLOOKUP($D$3&\"_\"&P$3,データシート2!$A:$SI,MATCH($G$2&\"_\"&$C42,データシート2!$A$1:$SI$1,0),0)","v":0},{"$f":"VLOOKUP($D$3&\"_\"&Q$3,データシート2!$A:$SI,MATCH($G$2&\"_\"&$C42,データシート2!$A$1:$SI$1,0),0)","v":0},{"$f":"VLOOKUP($D$3&\"_\"&R$3,データシート2!$A:$SI,MATCH($R$2&\"_\"&$C42,データシート2!$A$1:$SI$1,0),0)","v":0},{"$f":"VLOOKUP($D$3&\"_\"&S$3,データシート2!$A:$SI,MATCH($R$2&\"_\"&$C42,データシート2!$A$1:$SI$1,0),0)","v":0},{"$f":"VLOOKUP($D$3&\"_\"&T$3,データシート2!$A:$SI,MATCH($R$2&\"_\"&$C42,データシート2!$A$1:$SI$1,0),0)","v":0},{"$f":"VLOOKUP($D$3&\"_\"&U$3,データシート2!$A:$SI,MATCH($R$2&\"_\"&$C42,データシート2!$A$1:$SI$1,0),0)","v":0},{"$f":"VLOOKUP($D$3&\"_\"&V$3,データシート2!$A:$SI,MATCH($R$2&\"_\"&$C42,データシート2!$A$1:$SI$1,0),0)","v":0},{"$f":"VLOOKUP($D$3&\"_\"&W$3,データシート2!$A:$SI,MATCH($R$2&\"_\"&$C42,データシート2!$A$1:$SI$1,0),0)","v":0},{"$f":"VLOOKUP($D$3&\"_\"&X$3,データシート2!$A:$SI,MATCH($R$2&\"_\"&$C42,データシート2!$A$1:$SI$1,0),0)","v":0},{"$f":"VLOOKUP($D$3&\"_\"&Y$3,データシート2!$A:$SI,MATCH($R$2&\"_\"&$C42,データシート2!$A$1:$SI$1,0),0)","v":0},{"$f":"VLOOKUP($D$3&\"_\"&Z$3,データシート2!$A:$SI,MATCH($R$2&\"_\"&$C42,データシート2!$A$1:$SI$1,0),0)","v":0},{"$f":"VLOOKUP($D$3&\"_\"&AA$3,データシート2!$A:$SI,MATCH($R$2&\"_\"&$C42,データシート2!$A$1:$SI$1,0),0)","v":0},{"$f":"VLOOKUP($D$3&\"_\"&AB$3,データシート2!$A:$SI,MATCH($R$2&\"_\"&$C42,データシート2!$A$1:$SI$1,0),0)","v":0}]
[null,null,23,"非鉄金属製造業",null,null,{"$f":"VLOOKUP($D$3&\"_\"&G$3,データシート2!$A:$SI,MATCH($G$2&\"_\"&$C43,データシート2!$A$1:$SI$1,0),0)","v":0},{"$f":"VLOOKUP($D$3&\"_\"&H$3,データシート2!$A:$SI,MATCH($G$2&\"_\"&$C43,データシート2!$A$1:$SI$1,0),0)","v":0},{"$f":"VLOOKUP($D$3&\"_\"&I$3,データシート2!$A:$SI,MATCH($G$2&\"_\"&$C43,データシート2!$A$1:$SI$1,0),0)","v":0},{"$f":"VLOOKUP($D$3&\"_\"&J$3,データシート2!$A:$SI,MATCH($G$2&\"_\"&$C43,データシート2!$A$1:$SI$1,0),0)","v":0},{"$f":"VLOOKUP($D$3&\"_\"&K$3,データシート2!$A:$SI,MATCH($G$2&\"_\"&$C43,データシート2!$A$1:$SI$1,0),0)","v":0},{"$f":"VLOOKUP($D$3&\"_\"&L$3,データシート2!$A:$SI,MATCH($G$2&\"_\"&$C43,データシート2!$A$1:$SI$1,0),0)","v":0},{"$f":"VLOOKUP($D$3&\"_\"&M$3,データシート2!$A:$SI,MATCH($G$2&\"_\"&$C43,データシート2!$A$1:$SI$1,0),0)","v":0},{"$f":"VLOOKUP($D$3&\"_\"&N$3,データシート2!$A:$SI,MATCH($G$2&\"_\"&$C43,データシート2!$A$1:$SI$1,0),0)","v":0},{"$f":"VLOOKUP($D$3&\"_\"&O$3,データシート2!$A:$SI,MATCH($G$2&\"_\"&$C43,データシート2!$A$1:$SI$1,0),0)","v":0},{"$f":"VLOOKUP($D$3&\"_\"&P$3,データシート2!$A:$SI,MATCH($G$2&\"_\"&$C43,データシート2!$A$1:$SI$1,0),0)","v":0},{"$f":"VLOOKUP($D$3&\"_\"&Q$3,データシート2!$A:$SI,MATCH($G$2&\"_\"&$C43,データシート2!$A$1:$SI$1,0),0)","v":0},{"$f":"VLOOKUP($D$3&\"_\"&R$3,データシート2!$A:$SI,MATCH($R$2&\"_\"&$C43,データシート2!$A$1:$SI$1,0),0)","v":0},{"$f":"VLOOKUP($D$3&\"_\"&S$3,データシート2!$A:$SI,MATCH($R$2&\"_\"&$C43,データシート2!$A$1:$SI$1,0),0)","v":0},{"$f":"VLOOKUP($D$3&\"_\"&T$3,データシート2!$A:$SI,MATCH($R$2&\"_\"&$C43,データシート2!$A$1:$SI$1,0),0)","v":0},{"$f":"VLOOKUP($D$3&\"_\"&U$3,データシート2!$A:$SI,MATCH($R$2&\"_\"&$C43,データシート2!$A$1:$SI$1,0),0)","v":0},{"$f":"VLOOKUP($D$3&\"_\"&V$3,データシート2!$A:$SI,MATCH($R$2&\"_\"&$C43,データシート2!$A$1:$SI$1,0),0)","v":0},{"$f":"VLOOKUP($D$3&\"_\"&W$3,データシート2!$A:$SI,MATCH($R$2&\"_\"&$C43,データシート2!$A$1:$SI$1,0),0)","v":0},{"$f":"VLOOKUP($D$3&\"_\"&X$3,データシート2!$A:$SI,MATCH($R$2&\"_\"&$C43,データシート2!$A$1:$SI$1,0),0)","v":0},{"$f":"VLOOKUP($D$3&\"_\"&Y$3,データシート2!$A:$SI,MATCH($R$2&\"_\"&$C43,データシート2!$A$1:$SI$1,0),0)","v":0},{"$f":"VLOOKUP($D$3&\"_\"&Z$3,データシート2!$A:$SI,MATCH($R$2&\"_\"&$C43,データシート2!$A$1:$SI$1,0),0)","v":0},{"$f":"VLOOKUP($D$3&\"_\"&AA$3,データシート2!$A:$SI,MATCH($R$2&\"_\"&$C43,データシート2!$A$1:$SI$1,0),0)","v":0},{"$f":"VLOOKUP($D$3&\"_\"&AB$3,データシート2!$A:$SI,MATCH($R$2&\"_\"&$C43,データシート2!$A$1:$SI$1,0),0)","v":0}]
[null,null,24,"金属製品製造業",null,null,{"$f":"VLOOKUP($D$3&\"_\"&G$3,データシート2!$A:$SI,MATCH($G$2&\"_\"&$C44,データシート2!$A$1:$SI$1,0),0)","v":0},{"$f":"VLOOKUP($D$3&\"_\"&H$3,データシート2!$A:$SI,MATCH($G$2&\"_\"&$C44,データシート2!$A$1:$SI$1,0),0)","v":0},{"$f":"VLOOKUP($D$3&\"_\"&I$3,データシート2!$A:$SI,MATCH($G$2&\"_\"&$C44,データシート2!$A$1:$SI$1,0),0)","v":0},{"$f":"VLOOKUP($D$3&\"_\"&J$3,データシート2!$A:$SI,MATCH($G$2&\"_\"&$C44,データシート2!$A$1:$SI$1,0),0)","v":0},{"$f":"VLOOKUP($D$3&\"_\"&K$3,データシート2!$A:$SI,MATCH($G$2&\"_\"&$C44,データシート2!$A$1:$SI$1,0),0)","v":0},{"$f":"VLOOKUP($D$3&\"_\"&L$3,データシート2!$A:$SI,MATCH($G$2&\"_\"&$C44,データシート2!$A$1:$SI$1,0),0)","v":0},{"$f":"VLOOKUP($D$3&\"_\"&M$3,データシート2!$A:$SI,MATCH($G$2&\"_\"&$C44,データシート2!$A$1:$SI$1,0),0)","v":0},{"$f":"VLOOKUP($D$3&\"_\"&N$3,データシート2!$A:$SI,MATCH($G$2&\"_\"&$C44,データシート2!$A$1:$SI$1,0),0)","v":0},{"$f":"VLOOKUP($D$3&\"_\"&O$3,データシート2!$A:$SI,MATCH($G$2&\"_\"&$C44,データシート2!$A$1:$SI$1,0),0)","v":0},{"$f":"VLOOKUP($D$3&\"_\"&P$3,データシート2!$A:$SI,MATCH($G$2&\"_\"&$C44,データシート2!$A$1:$SI$1,0),0)","v":0},{"$f":"VLOOKUP($D$3&\"_\"&Q$3,データシート2!$A:$SI,MATCH($G$2&\"_\"&$C44,データシート2!$A$1:$SI$1,0),0)","v":0},{"$f":"VLOOKUP($D$3&\"_\"&R$3,データシート2!$A:$SI,MATCH($R$2&\"_\"&$C44,データシート2!$A$1:$SI$1,0),0)","v":0},{"$f":"VLOOKUP($D$3&\"_\"&S$3,データシート2!$A:$SI,MATCH($R$2&\"_\"&$C44,データシート2!$A$1:$SI$1,0),0)","v":0},{"$f":"VLOOKUP($D$3&\"_\"&T$3,データシート2!$A:$SI,MATCH($R$2&\"_\"&$C44,データシート2!$A$1:$SI$1,0),0)","v":0},{"$f":"VLOOKUP($D$3&\"_\"&U$3,データシート2!$A:$SI,MATCH($R$2&\"_\"&$C44,データシート2!$A$1:$SI$1,0),0)","v":0},{"$f":"VLOOKUP($D$3&\"_\"&V$3,データシート2!$A:$SI,MATCH($R$2&\"_\"&$C44,データシート2!$A$1:$SI$1,0),0)","v":0},{"$f":"VLOOKUP($D$3&\"_\"&W$3,データシート2!$A:$SI,MATCH($R$2&\"_\"&$C44,データシート2!$A$1:$SI$1,0),0)","v":0},{"$f":"VLOOKUP($D$3&\"_\"&X$3,データシート2!$A:$SI,MATCH($R$2&\"_\"&$C44,データシート2!$A$1:$SI$1,0),0)","v":0},{"$f":"VLOOKUP($D$3&\"_\"&Y$3,データシート2!$A:$SI,MATCH($R$2&\"_\"&$C44,データシート2!$A$1:$SI$1,0),0)","v":0},{"$f":"VLOOKUP($D$3&\"_\"&Z$3,データシート2!$A:$SI,MATCH($R$2&\"_\"&$C44,データシート2!$A$1:$SI$1,0),0)","v":0},{"$f":"VLOOKUP($D$3&\"_\"&AA$3,データシート2!$A:$SI,MATCH($R$2&\"_\"&$C44,データシート2!$A$1:$SI$1,0),0)","v":0},{"$f":"VLOOKUP($D$3&\"_\"&AB$3,データシート2!$A:$SI,MATCH($R$2&\"_\"&$C44,データシート2!$A$1:$SI$1,0),0)","v":0}]
[null,null,25,"はん用機械器具製造業",null,null,{"$f":"VLOOKUP($D$3&\"_\"&G$3,データシート2!$A:$SI,MATCH($G$2&\"_\"&$C45,データシート2!$A$1:$SI$1,0),0)","v":0},{"$f":"VLOOKUP($D$3&\"_\"&H$3,データシート2!$A:$SI,MATCH($G$2&\"_\"&$C45,データシート2!$A$1:$SI$1,0),0)","v":0},{"$f":"VLOOKUP($D$3&\"_\"&I$3,データシート2!$A:$SI,MATCH($G$2&\"_\"&$C45,データシート2!$A$1:$SI$1,0),0)","v":0},{"$f":"VLOOKUP($D$3&\"_\"&J$3,データシート2!$A:$SI,MATCH($G$2&\"_\"&$C45,データシート2!$A$1:$SI$1,0),0)","v":0},{"$f":"VLOOKUP($D$3&\"_\"&K$3,データシート2!$A:$SI,MATCH($G$2&\"_\"&$C45,データシート2!$A$1:$SI$1,0),0)","v":0},{"$f":"VLOOKUP($D$3&\"_\"&L$3,データシート2!$A:$SI,MATCH($G$2&\"_\"&$C45,データシート2!$A$1:$SI$1,0),0)","v":0},{"$f":"VLOOKUP($D$3&\"_\"&M$3,データシート2!$A:$SI,MATCH($G$2&\"_\"&$C45,データシート2!$A$1:$SI$1,0),0)","v":0},{"$f":"VLOOKUP($D$3&\"_\"&N$3,データシート2!$A:$SI,MATCH($G$2&\"_\"&$C45,データシート2!$A$1:$SI$1,0),0)","v":0},{"$f":"VLOOKUP($D$3&\"_\"&O$3,データシート2!$A:$SI,MATCH($G$2&\"_\"&$C45,データシート2!$A$1:$SI$1,0),0)","v":0},{"$f":"VLOOKUP($D$3&\"_\"&P$3,データシート2!$A:$SI,MATCH($G$2&\"_\"&$C45,データシート2!$A$1:$SI$1,0),0)","v":0},{"$f":"VLOOKUP($D$3&\"_\"&Q$3,データシート2!$A:$SI,MATCH($G$2&\"_\"&$C45,データシート2!$A$1:$SI$1,0),0)","v":0},{"$f":"VLOOKUP($D$3&\"_\"&R$3,データシート2!$A:$SI,MATCH($R$2&\"_\"&$C45,データシート2!$A$1:$SI$1,0),0)","v":0},{"$f":"VLOOKUP($D$3&\"_\"&S$3,データシート2!$A:$SI,MATCH($R$2&\"_\"&$C45,データシート2!$A$1:$SI$1,0),0)","v":0},{"$f":"VLOOKUP($D$3&\"_\"&T$3,データシート2!$A:$SI,MATCH($R$2&\"_\"&$C45,データシート2!$A$1:$SI$1,0),0)","v":0},{"$f":"VLOOKUP($D$3&\"_\"&U$3,データシート2!$A:$SI,MATCH($R$2&\"_\"&$C45,データシート2!$A$1:$SI$1,0),0)","v":0},{"$f":"VLOOKUP($D$3&\"_\"&V$3,データシート2!$A:$SI,MATCH($R$2&\"_\"&$C45,データシート2!$A$1:$SI$1,0),0)","v":0},{"$f":"VLOOKUP($D$3&\"_\"&W$3,データシート2!$A:$SI,MATCH($R$2&\"_\"&$C45,データシート2!$A$1:$SI$1,0),0)","v":0},{"$f":"VLOOKUP($D$3&\"_\"&X$3,データシート2!$A:$SI,MATCH($R$2&\"_\"&$C45,データシート2!$A$1:$SI$1,0),0)","v":0},{"$f":"VLOOKUP($D$3&\"_\"&Y$3,データシート2!$A:$SI,MATCH($R$2&\"_\"&$C45,データシート2!$A$1:$SI$1,0),0)","v":0},{"$f":"VLOOKUP($D$3&\"_\"&Z$3,データシート2!$A:$SI,MATCH($R$2&\"_\"&$C45,データシート2!$A$1:$SI$1,0),0)","v":0},{"$f":"VLOOKUP($D$3&\"_\"&AA$3,データシート2!$A:$SI,MATCH($R$2&\"_\"&$C45,データシート2!$A$1:$SI$1,0),0)","v":0},{"$f":"VLOOKUP($D$3&\"_\"&AB$3,データシート2!$A:$SI,MATCH($R$2&\"_\"&$C45,データシート2!$A$1:$SI$1,0),0)","v":0}]
[null,null,26,"生産用機械器具製造業",null,null,{"$f":"VLOOKUP($D$3&\"_\"&G$3,データシート2!$A:$SI,MATCH($G$2&\"_\"&$C46,データシート2!$A$1:$SI$1,0),0)","v":0},{"$f":"VLOOKUP($D$3&\"_\"&H$3,データシート2!$A:$SI,MATCH($G$2&\"_\"&$C46,データシート2!$A$1:$SI$1,0),0)","v":0},{"$f":"VLOOKUP($D$3&\"_\"&I$3,データシート2!$A:$SI,MATCH($G$2&\"_\"&$C46,データシート2!$A$1:$SI$1,0),0)","v":0},{"$f":"VLOOKUP($D$3&\"_\"&J$3,データシート2!$A:$SI,MATCH($G$2&\"_\"&$C46,データシート2!$A$1:$SI$1,0),0)","v":0},{"$f":"VLOOKUP($D$3&\"_\"&K$3,データシート2!$A:$SI,MATCH($G$2&\"_\"&$C46,データシート2!$A$1:$SI$1,0),0)","v":0},{"$f":"VLOOKUP($D$3&\"_\"&L$3,データシート2!$A:$SI,MATCH($G$2&\"_\"&$C46,データシート2!$A$1:$SI$1,0),0)","v":0},{"$f":"VLOOKUP($D$3&\"_\"&M$3,データシート2!$A:$SI,MATCH($G$2&\"_\"&$C46,データシート2!$A$1:$SI$1,0),0)","v":0},{"$f":"VLOOKUP($D$3&\"_\"&N$3,データシート2!$A:$SI,MATCH($G$2&\"_\"&$C46,データシート2!$A$1:$SI$1,0),0)","v":0},{"$f":"VLOOKUP($D$3&\"_\"&O$3,データシート2!$A:$SI,MATCH($G$2&\"_\"&$C46,データシート2!$A$1:$SI$1,0),0)","v":0},{"$f":"VLOOKUP($D$3&\"_\"&P$3,データシート2!$A:$SI,MATCH($G$2&\"_\"&$C46,データシート2!$A$1:$SI$1,0),0)","v":0},{"$f":"VLOOKUP($D$3&\"_\"&Q$3,データシート2!$A:$SI,MATCH($G$2&\"_\"&$C46,データシート2!$A$1:$SI$1,0),0)","v":0},{"$f":"VLOOKUP($D$3&\"_\"&R$3,データシート2!$A:$SI,MATCH($R$2&\"_\"&$C46,データシート2!$A$1:$SI$1,0),0)","v":0},{"$f":"VLOOKUP($D$3&\"_\"&S$3,データシート2!$A:$SI,MATCH($R$2&\"_\"&$C46,データシート2!$A$1:$SI$1,0),0)","v":0},{"$f":"VLOOKUP($D$3&\"_\"&T$3,データシート2!$A:$SI,MATCH($R$2&\"_\"&$C46,データシート2!$A$1:$SI$1,0),0)","v":0},{"$f":"VLOOKUP($D$3&\"_\"&U$3,データシート2!$A:$SI,MATCH($R$2&\"_\"&$C46,データシート2!$A$1:$SI$1,0),0)","v":0},{"$f":"VLOOKUP($D$3&\"_\"&V$3,データシート2!$A:$SI,MATCH($R$2&\"_\"&$C46,データシート2!$A$1:$SI$1,0),0)","v":0},{"$f":"VLOOKUP($D$3&\"_\"&W$3,データシート2!$A:$SI,MATCH($R$2&\"_\"&$C46,データシート2!$A$1:$SI$1,0),0)","v":0},{"$f":"VLOOKUP($D$3&\"_\"&X$3,データシート2!$A:$SI,MATCH($R$2&\"_\"&$C46,データシート2!$A$1:$SI$1,0),0)","v":0},{"$f":"VLOOKUP($D$3&\"_\"&Y$3,データシート2!$A:$SI,MATCH($R$2&\"_\"&$C46,データシート2!$A$1:$SI$1,0),0)","v":0},{"$f":"VLOOKUP($D$3&\"_\"&Z$3,データシート2!$A:$SI,MATCH($R$2&\"_\"&$C46,データシート2!$A$1:$SI$1,0),0)","v":0},{"$f":"VLOOKUP($D$3&\"_\"&AA$3,データシート2!$A:$SI,MATCH($R$2&\"_\"&$C46,データシート2!$A$1:$SI$1,0),0)","v":0},{"$f":"VLOOKUP($D$3&\"_\"&AB$3,データシート2!$A:$SI,MATCH($R$2&\"_\"&$C46,データシート2!$A$1:$SI$1,0),0)","v":0}]
[null,null,27,"業務用機械器具製造業",null,null,{"$f":"VLOOKUP($D$3&\"_\"&G$3,データシート2!$A:$SI,MATCH($G$2&\"_\"&$C47,データシート2!$A$1:$SI$1,0),0)","v":0},{"$f":"VLOOKUP($D$3&\"_\"&H$3,データシート2!$A:$SI,MATCH($G$2&\"_\"&$C47,データシート2!$A$1:$SI$1,0),0)","v":0},{"$f":"VLOOKUP($D$3&\"_\"&I$3,データシート2!$A:$SI,MATCH($G$2&\"_\"&$C47,データシート2!$A$1:$SI$1,0),0)","v":0},{"$f":"VLOOKUP($D$3&\"_\"&J$3,データシート2!$A:$SI,MATCH($G$2&\"_\"&$C47,データシート2!$A$1:$SI$1,0),0)","v":0},{"$f":"VLOOKUP($D$3&\"_\"&K$3,データシート2!$A:$SI,MATCH($G$2&\"_\"&$C47,データシート2!$A$1:$SI$1,0),0)","v":0},{"$f":"VLOOKUP($D$3&\"_\"&L$3,データシート2!$A:$SI,MATCH($G$2&\"_\"&$C47,データシート2!$A$1:$SI$1,0),0)","v":0},{"$f":"VLOOKUP($D$3&\"_\"&M$3,データシート2!$A:$SI,MATCH($G$2&\"_\"&$C47,データシート2!$A$1:$SI$1,0),0)","v":0},{"$f":"VLOOKUP($D$3&\"_\"&N$3,データシート2!$A:$SI,MATCH($G$2&\"_\"&$C47,データシート2!$A$1:$SI$1,0),0)","v":0},{"$f":"VLOOKUP($D$3&\"_\"&O$3,データシート2!$A:$SI,MATCH($G$2&\"_\"&$C47,データシート2!$A$1:$SI$1,0),0)","v":0},{"$f":"VLOOKUP($D$3&\"_\"&P$3,データシート2!$A:$SI,MATCH($G$2&\"_\"&$C47,データシート2!$A$1:$SI$1,0),0)","v":0},{"$f":"VLOOKUP($D$3&\"_\"&Q$3,データシート2!$A:$SI,MATCH($G$2&\"_\"&$C47,データシート2!$A$1:$SI$1,0),0)","v":0},{"$f":"VLOOKUP($D$3&\"_\"&R$3,データシート2!$A:$SI,MATCH($R$2&\"_\"&$C47,データシート2!$A$1:$SI$1,0),0)","v":0},{"$f":"VLOOKUP($D$3&\"_\"&S$3,データシート2!$A:$SI,MATCH($R$2&\"_\"&$C47,データシート2!$A$1:$SI$1,0),0)","v":0},{"$f":"VLOOKUP($D$3&\"_\"&T$3,データシート2!$A:$SI,MATCH($R$2&\"_\"&$C47,データシート2!$A$1:$SI$1,0),0)","v":0},{"$f":"VLOOKUP($D$3&\"_\"&U$3,データシート2!$A:$SI,MATCH($R$2&\"_\"&$C47,データシート2!$A$1:$SI$1,0),0)","v":0},{"$f":"VLOOKUP($D$3&\"_\"&V$3,データシート2!$A:$SI,MATCH($R$2&\"_\"&$C47,データシート2!$A$1:$SI$1,0),0)","v":0},{"$f":"VLOOKUP($D$3&\"_\"&W$3,データシート2!$A:$SI,MATCH($R$2&\"_\"&$C47,データシート2!$A$1:$SI$1,0),0)","v":0},{"$f":"VLOOKUP($D$3&\"_\"&X$3,データシート2!$A:$SI,MATCH($R$2&\"_\"&$C47,データシート2!$A$1:$SI$1,0),0)","v":0},{"$f":"VLOOKUP($D$3&\"_\"&Y$3,データシート2!$A:$SI,MATCH($R$2&\"_\"&$C47,データシート2!$A$1:$SI$1,0),0)","v":0},{"$f":"VLOOKUP($D$3&\"_\"&Z$3,データシート2!$A:$SI,MATCH($R$2&\"_\"&$C47,データシート2!$A$1:$SI$1,0),0)","v":0},{"$f":"VLOOKUP($D$3&\"_\"&AA$3,データシート2!$A:$SI,MATCH($R$2&\"_\"&$C47,データシート2!$A$1:$SI$1,0),0)","v":0},{"$f":"VLOOKUP($D$3&\"_\"&AB$3,データシート2!$A:$SI,MATCH($R$2&\"_\"&$C47,データシート2!$A$1:$SI$1,0),0)","v":0}]
[null,null,28,"電子部品・デバイス・電子回路製造業",null,null,{"$f":"VLOOKUP($D$3&\"_\"&G$3,データシート2!$A:$SI,MATCH($G$2&\"_\"&$C48,データシート2!$A$1:$SI$1,0),0)","v":0},{"$f":"VLOOKUP($D$3&\"_\"&H$3,データシート2!$A:$SI,MATCH($G$2&\"_\"&$C48,データシート2!$A$1:$SI$1,0),0)","v":0},{"$f":"VLOOKUP($D$3&\"_\"&I$3,データシート2!$A:$SI,MATCH($G$2&\"_\"&$C48,データシート2!$A$1:$SI$1,0),0)","v":0},{"$f":"VLOOKUP($D$3&\"_\"&J$3,データシート2!$A:$SI,MATCH($G$2&\"_\"&$C48,データシート2!$A$1:$SI$1,0),0)","v":0},{"$f":"VLOOKUP($D$3&\"_\"&K$3,データシート2!$A:$SI,MATCH($G$2&\"_\"&$C48,データシート2!$A$1:$SI$1,0),0)","v":0},{"$f":"VLOOKUP($D$3&\"_\"&L$3,データシート2!$A:$SI,MATCH($G$2&\"_\"&$C48,データシート2!$A$1:$SI$1,0),0)","v":0},{"$f":"VLOOKUP($D$3&\"_\"&M$3,データシート2!$A:$SI,MATCH($G$2&\"_\"&$C48,データシート2!$A$1:$SI$1,0),0)","v":0},{"$f":"VLOOKUP($D$3&\"_\"&N$3,データシート2!$A:$SI,MATCH($G$2&\"_\"&$C48,データシート2!$A$1:$SI$1,0),0)","v":0},{"$f":"VLOOKUP($D$3&\"_\"&O$3,データシート2!$A:$SI,MATCH($G$2&\"_\"&$C48,データシート2!$A$1:$SI$1,0),0)","v":0},{"$f":"VLOOKUP($D$3&\"_\"&P$3,データシート2!$A:$SI,MATCH($G$2&\"_\"&$C48,データシート2!$A$1:$SI$1,0),0)","v":0},{"$f":"VLOOKUP($D$3&\"_\"&Q$3,データシート2!$A:$SI,MATCH($G$2&\"_\"&$C48,データシート2!$A$1:$SI$1,0),0)","v":0},{"$f":"VLOOKUP($D$3&\"_\"&R$3,データシート2!$A:$SI,MATCH($R$2&\"_\"&$C48,データシート2!$A$1:$SI$1,0),0)","v":0},{"$f":"VLOOKUP($D$3&\"_\"&S$3,データシート2!$A:$SI,MATCH($R$2&\"_\"&$C48,データシート2!$A$1:$SI$1,0),0)","v":0},{"$f":"VLOOKUP($D$3&\"_\"&T$3,データシート2!$A:$SI,MATCH($R$2&\"_\"&$C48,データシート2!$A$1:$SI$1,0),0)","v":0},{"$f":"VLOOKUP($D$3&\"_\"&U$3,データシート2!$A:$SI,MATCH($R$2&\"_\"&$C48,データシート2!$A$1:$SI$1,0),0)","v":0},{"$f":"VLOOKUP($D$3&\"_\"&V$3,データシート2!$A:$SI,MATCH($R$2&\"_\"&$C48,データシート2!$A$1:$SI$1,0),0)","v":0},{"$f":"VLOOKUP($D$3&\"_\"&W$3,データシート2!$A:$SI,MATCH($R$2&\"_\"&$C48,データシート2!$A$1:$SI$1,0),0)","v":0},{"$f":"VLOOKUP($D$3&\"_\"&X$3,データシート2!$A:$SI,MATCH($R$2&\"_\"&$C48,データシート2!$A$1:$SI$1,0),0)","v":0},{"$f":"VLOOKUP($D$3&\"_\"&Y$3,データシート2!$A:$SI,MATCH($R$2&\"_\"&$C48,データシート2!$A$1:$SI$1,0),0)","v":0},{"$f":"VLOOKUP($D$3&\"_\"&Z$3,データシート2!$A:$SI,MATCH($R$2&\"_\"&$C48,データシート2!$A$1:$SI$1,0),0)","v":0},{"$f":"VLOOKUP($D$3&\"_\"&AA$3,データシート2!$A:$SI,MATCH($R$2&\"_\"&$C48,データシート2!$A$1:$SI$1,0),0)","v":0},{"$f":"VLOOKUP($D$3&\"_\"&AB$3,データシート2!$A:$SI,MATCH($R$2&\"_\"&$C48,データシート2!$A$1:$SI$1,0),0)","v":0}]
[null,null,29,"電気機械器具製造業",null,null,{"$f":"VLOOKUP($D$3&\"_\"&G$3,データシート2!$A:$SI,MATCH($G$2&\"_\"&$C49,データシート2!$A$1:$SI$1,0),0)","v":0},{"$f":"VLOOKUP($D$3&\"_\"&H$3,データシート2!$A:$SI,MATCH($G$2&\"_\"&$C49,データシート2!$A$1:$SI$1,0),0)","v":0},{"$f":"VLOOKUP($D$3&\"_\"&I$3,データシート2!$A:$SI,MATCH($G$2&\"_\"&$C49,データシート2!$A$1:$SI$1,0),0)","v":0},{"$f":"VLOOKUP($D$3&\"_\"&J$3,データシート2!$A:$SI,MATCH($G$2&\"_\"&$C49,データシート2!$A$1:$SI$1,0),0)","v":0},{"$f":"VLOOKUP($D$3&\"_\"&K$3,データシート2!$A:$SI,MATCH($G$2&\"_\"&$C49,データシート2!$A$1:$SI$1,0),0)","v":0},{"$f":"VLOOKUP($D$3&\"_\"&L$3,データシート2!$A:$SI,MATCH($G$2&\"_\"&$C49,データシート2!$A$1:$SI$1,0),0)","v":0},{"$f":"VLOOKUP($D$3&\"_\"&M$3,データシート2!$A:$SI,MATCH($G$2&\"_\"&$C49,データシート2!$A$1:$SI$1,0),0)","v":0},{"$f":"VLOOKUP($D$3&\"_\"&N$3,データシート2!$A:$SI,MATCH($G$2&\"_\"&$C49,データシート2!$A$1:$SI$1,0),0)","v":0},{"$f":"VLOOKUP($D$3&\"_\"&O$3,データシート2!$A:$SI,MATCH($G$2&\"_\"&$C49,データシート2!$A$1:$SI$1,0),0)","v":0},{"$f":"VLOOKUP($D$3&\"_\"&P$3,データシート2!$A:$SI,MATCH($G$2&\"_\"&$C49,データシート2!$A$1:$SI$1,0),0)","v":0},{"$f":"VLOOKUP($D$3&\"_\"&Q$3,データシート2!$A:$SI,MATCH($G$2&\"_\"&$C49,データシート2!$A$1:$SI$1,0),0)","v":0},{"$f":"VLOOKUP($D$3&\"_\"&R$3,データシート2!$A:$SI,MATCH($R$2&\"_\"&$C49,データシート2!$A$1:$SI$1,0),0)","v":0},{"$f":"VLOOKUP($D$3&\"_\"&S$3,データシート2!$A:$SI,MATCH($R$2&\"_\"&$C49,データシート2!$A$1:$SI$1,0),0)","v":0},{"$f":"VLOOKUP($D$3&\"_\"&T$3,データシート2!$A:$SI,MATCH($R$2&\"_\"&$C49,データシート2!$A$1:$SI$1,0),0)","v":0},{"$f":"VLOOKUP($D$3&\"_\"&U$3,データシート2!$A:$SI,MATCH($R$2&\"_\"&$C49,データシート2!$A$1:$SI$1,0),0)","v":0},{"$f":"VLOOKUP($D$3&\"_\"&V$3,データシート2!$A:$SI,MATCH($R$2&\"_\"&$C49,データシート2!$A$1:$SI$1,0),0)","v":0},{"$f":"VLOOKUP($D$3&\"_\"&W$3,データシート2!$A:$SI,MATCH($R$2&\"_\"&$C49,データシート2!$A$1:$SI$1,0),0)","v":0},{"$f":"VLOOKUP($D$3&\"_\"&X$3,データシート2!$A:$SI,MATCH($R$2&\"_\"&$C49,データシート2!$A$1:$SI$1,0),0)","v":0},{"$f":"VLOOKUP($D$3&\"_\"&Y$3,データシート2!$A:$SI,MATCH($R$2&\"_\"&$C49,データシート2!$A$1:$SI$1,0),0)","v":0},{"$f":"VLOOKUP($D$3&\"_\"&Z$3,データシート2!$A:$SI,MATCH($R$2&\"_\"&$C49,データシート2!$A$1:$SI$1,0),0)","v":0},{"$f":"VLOOKUP($D$3&\"_\"&AA$3,データシート2!$A:$SI,MATCH($R$2&\"_\"&$C49,データシート2!$A$1:$SI$1,0),0)","v":0},{"$f":"VLOOKUP($D$3&\"_\"&AB$3,データシート2!$A:$SI,MATCH($R$2&\"_\"&$C49,データシート2!$A$1:$SI$1,0),0)","v":0}]
[null,null,30,"情報通信機械器具製造業",null,null,{"$f":"VLOOKUP($D$3&\"_\"&G$3,データシート2!$A:$SI,MATCH($G$2&\"_\"&$C50,データシート2!$A$1:$SI$1,0),0)","v":0},{"$f":"VLOOKUP($D$3&\"_\"&H$3,データシート2!$A:$SI,MATCH($G$2&\"_\"&$C50,データシート2!$A$1:$SI$1,0),0)","v":0},{"$f":"VLOOKUP($D$3&\"_\"&I$3,データシート2!$A:$SI,MATCH($G$2&\"_\"&$C50,データシート2!$A$1:$SI$1,0),0)","v":0},{"$f":"VLOOKUP($D$3&\"_\"&J$3,データシート2!$A:$SI,MATCH($G$2&\"_\"&$C50,データシート2!$A$1:$SI$1,0),0)","v":0},{"$f":"VLOOKUP($D$3&\"_\"&K$3,データシート2!$A:$SI,MATCH($G$2&\"_\"&$C50,データシート2!$A$1:$SI$1,0),0)","v":0},{"$f":"VLOOKUP($D$3&\"_\"&L$3,データシート2!$A:$SI,MATCH($G$2&\"_\"&$C50,データシート2!$A$1:$SI$1,0),0)","v":0},{"$f":"VLOOKUP($D$3&\"_\"&M$3,データシート2!$A:$SI,MATCH($G$2&\"_\"&$C50,データシート2!$A$1:$SI$1,0),0)","v":0},{"$f":"VLOOKUP($D$3&\"_\"&N$3,データシート2!$A:$SI,MATCH($G$2&\"_\"&$C50,データシート2!$A$1:$SI$1,0),0)","v":0},{"$f":"VLOOKUP($D$3&\"_\"&O$3,データシート2!$A:$SI,MATCH($G$2&\"_\"&$C50,データシート2!$A$1:$SI$1,0),0)","v":0},{"$f":"VLOOKUP($D$3&\"_\"&P$3,データシート2!$A:$SI,MATCH($G$2&\"_\"&$C50,データシート2!$A$1:$SI$1,0),0)","v":0},{"$f":"VLOOKUP($D$3&\"_\"&Q$3,データシート2!$A:$SI,MATCH($G$2&\"_\"&$C50,データシート2!$A$1:$SI$1,0),0)","v":0},{"$f":"VLOOKUP($D$3&\"_\"&R$3,データシート2!$A:$SI,MATCH($R$2&\"_\"&$C50,データシート2!$A$1:$SI$1,0),0)","v":0},{"$f":"VLOOKUP($D$3&\"_\"&S$3,データシート2!$A:$SI,MATCH($R$2&\"_\"&$C50,データシート2!$A$1:$SI$1,0),0)","v":0},{"$f":"VLOOKUP($D$3&\"_\"&T$3,データシート2!$A:$SI,MATCH($R$2&\"_\"&$C50,データシート2!$A$1:$SI$1,0),0)","v":0},{"$f":"VLOOKUP($D$3&\"_\"&U$3,データシート2!$A:$SI,MATCH($R$2&\"_\"&$C50,データシート2!$A$1:$SI$1,0),0)","v":0},{"$f":"VLOOKUP($D$3&\"_\"&V$3,データシート2!$A:$SI,MATCH($R$2&\"_\"&$C50,データシート2!$A$1:$SI$1,0),0)","v":0},{"$f":"VLOOKUP($D$3&\"_\"&W$3,データシート2!$A:$SI,MATCH($R$2&\"_\"&$C50,データシート2!$A$1:$SI$1,0),0)","v":0},{"$f":"VLOOKUP($D$3&\"_\"&X$3,データシート2!$A:$SI,MATCH($R$2&\"_\"&$C50,データシート2!$A$1:$SI$1,0),0)","v":0},{"$f":"VLOOKUP($D$3&\"_\"&Y$3,データシート2!$A:$SI,MATCH($R$2&\"_\"&$C50,データシート2!$A$1:$SI$1,0),0)","v":0},{"$f":"VLOOKUP($D$3&\"_\"&Z$3,データシート2!$A:$SI,MATCH($R$2&\"_\"&$C50,データシート2!$A$1:$SI$1,0),0)","v":0},{"$f":"VLOOKUP($D$3&\"_\"&AA$3,データシート2!$A:$SI,MATCH($R$2&\"_\"&$C50,データシート2!$A$1:$SI$1,0),0)","v":0},{"$f":"VLOOKUP($D$3&\"_\"&AB$3,データシート2!$A:$SI,MATCH($R$2&\"_\"&$C50,データシート2!$A$1:$SI$1,0),0)","v":0}]
[null,null,31,"輸送用機械器具製造業",null,null,{"$f":"VLOOKUP($D$3&\"_\"&G$3,データシート2!$A:$SI,MATCH($G$2&\"_\"&$C51,データシート2!$A$1:$SI$1,0),0)","v":0},{"$f":"VLOOKUP($D$3&\"_\"&H$3,データシート2!$A:$SI,MATCH($G$2&\"_\"&$C51,データシート2!$A$1:$SI$1,0),0)","v":0},{"$f":"VLOOKUP($D$3&\"_\"&I$3,データシート2!$A:$SI,MATCH($G$2&\"_\"&$C51,データシート2!$A$1:$SI$1,0),0)","v":0},{"$f":"VLOOKUP($D$3&\"_\"&J$3,データシート2!$A:$SI,MATCH($G$2&\"_\"&$C51,データシート2!$A$1:$SI$1,0),0)","v":0},{"$f":"VLOOKUP($D$3&\"_\"&K$3,データシート2!$A:$SI,MATCH($G$2&\"_\"&$C51,データシート2!$A$1:$SI$1,0),0)","v":0},{"$f":"VLOOKUP($D$3&\"_\"&L$3,データシート2!$A:$SI,MATCH($G$2&\"_\"&$C51,データシート2!$A$1:$SI$1,0),0)","v":0},{"$f":"VLOOKUP($D$3&\"_\"&M$3,データシート2!$A:$SI,MATCH($G$2&\"_\"&$C51,データシート2!$A$1:$SI$1,0),0)","v":0},{"$f":"VLOOKUP($D$3&\"_\"&N$3,データシート2!$A:$SI,MATCH($G$2&\"_\"&$C51,データシート2!$A$1:$SI$1,0),0)","v":0},{"$f":"VLOOKUP($D$3&\"_\"&O$3,データシート2!$A:$SI,MATCH($G$2&\"_\"&$C51,データシート2!$A$1:$SI$1,0),0)","v":0},{"$f":"VLOOKUP($D$3&\"_\"&P$3,データシート2!$A:$SI,MATCH($G$2&\"_\"&$C51,データシート2!$A$1:$SI$1,0),0)","v":0},{"$f":"VLOOKUP($D$3&\"_\"&Q$3,データシート2!$A:$SI,MATCH($G$2&\"_\"&$C51,データシート2!$A$1:$SI$1,0),0)","v":0},{"$f":"VLOOKUP($D$3&\"_\"&R$3,データシート2!$A:$SI,MATCH($R$2&\"_\"&$C51,データシート2!$A$1:$SI$1,0),0)","v":0},{"$f":"VLOOKUP($D$3&\"_\"&S$3,データシート2!$A:$SI,MATCH($R$2&\"_\"&$C51,データシート2!$A$1:$SI$1,0),0)","v":0},{"$f":"VLOOKUP($D$3&\"_\"&T$3,データシート2!$A:$SI,MATCH($R$2&\"_\"&$C51,データシート2!$A$1:$SI$1,0),0)","v":0},{"$f":"VLOOKUP($D$3&\"_\"&U$3,データシート2!$A:$SI,MATCH($R$2&\"_\"&$C51,データシート2!$A$1:$SI$1,0),0)","v":0},{"$f":"VLOOKUP($D$3&\"_\"&V$3,データシート2!$A:$SI,MATCH($R$2&\"_\"&$C51,データシート2!$A$1:$SI$1,0),0)","v":0},{"$f":"VLOOKUP($D$3&\"_\"&W$3,データシート2!$A:$SI,MATCH($R$2&\"_\"&$C51,データシート2!$A$1:$SI$1,0),0)","v":0},{"$f":"VLOOKUP($D$3&\"_\"&X$3,データシート2!$A:$SI,MATCH($R$2&\"_\"&$C51,データシート2!$A$1:$SI$1,0),0)","v":0},{"$f":"VLOOKUP($D$3&\"_\"&Y$3,データシート2!$A:$SI,MATCH($R$2&\"_\"&$C51,データシート2!$A$1:$SI$1,0),0)","v":0},{"$f":"VLOOKUP($D$3&\"_\"&Z$3,データシート2!$A:$SI,MATCH($R$2&\"_\"&$C51,データシート2!$A$1:$SI$1,0),0)","v":0},{"$f":"VLOOKUP($D$3&\"_\"&AA$3,データシート2!$A:$SI,MATCH($R$2&\"_\"&$C51,データシート2!$A$1:$SI$1,0),0)","v":0},{"$f":"VLOOKUP($D$3&\"_\"&AB$3,データシート2!$A:$SI,MATCH($R$2&\"_\"&$C51,データシート2!$A$1:$SI$1,0),0)","v":0}]
[null,null,32,"その他の製造業",null,null,{"$f":"VLOOKUP($D$3&\"_\"&G$3,データシート2!$A:$SI,MATCH($G$2&\"_\"&$C52,データシート2!$A$1:$SI$1,0),0)","v":0},{"$f":"VLOOKUP($D$3&\"_\"&H$3,データシート2!$A:$SI,MATCH($G$2&\"_\"&$C52,データシート2!$A$1:$SI$1,0),0)","v":0},{"$f":"VLOOKUP($D$3&\"_\"&I$3,データシート2!$A:$SI,MATCH($G$2&\"_\"&$C52,データシート2!$A$1:$SI$1,0),0)","v":0},{"$f":"VLOOKUP($D$3&\"_\"&J$3,データシート2!$A:$SI,MATCH($G$2&\"_\"&$C52,データシート2!$A$1:$SI$1,0),0)","v":0},{"$f":"VLOOKUP($D$3&\"_\"&K$3,データシート2!$A:$SI,MATCH($G$2&\"_\"&$C52,データシート2!$A$1:$SI$1,0),0)","v":0},{"$f":"VLOOKUP($D$3&\"_\"&L$3,データシート2!$A:$SI,MATCH($G$2&\"_\"&$C52,データシート2!$A$1:$SI$1,0),0)","v":0},{"$f":"VLOOKUP($D$3&\"_\"&M$3,データシート2!$A:$SI,MATCH($G$2&\"_\"&$C52,データシート2!$A$1:$SI$1,0),0)","v":0},{"$f":"VLOOKUP($D$3&\"_\"&N$3,データシート2!$A:$SI,MATCH($G$2&\"_\"&$C52,データシート2!$A$1:$SI$1,0),0)","v":0},{"$f":"VLOOKUP($D$3&\"_\"&O$3,データシート2!$A:$SI,MATCH($G$2&\"_\"&$C52,データシート2!$A$1:$SI$1,0),0)","v":0},{"$f":"VLOOKUP($D$3&\"_\"&P$3,データシート2!$A:$SI,MATCH($G$2&\"_\"&$C52,データシート2!$A$1:$SI$1,0),0)","v":0},{"$f":"VLOOKUP($D$3&\"_\"&Q$3,データシート2!$A:$SI,MATCH($G$2&\"_\"&$C52,データシート2!$A$1:$SI$1,0),0)","v":0},{"$f":"VLOOKUP($D$3&\"_\"&R$3,データシート2!$A:$SI,MATCH($R$2&\"_\"&$C52,データシート2!$A$1:$SI$1,0),0)","v":0},{"$f":"VLOOKUP($D$3&\"_\"&S$3,データシート2!$A:$SI,MATCH($R$2&\"_\"&$C52,データシート2!$A$1:$SI$1,0),0)","v":0},{"$f":"VLOOKUP($D$3&\"_\"&T$3,データシート2!$A:$SI,MATCH($R$2&\"_\"&$C52,データシート2!$A$1:$SI$1,0),0)","v":0},{"$f":"VLOOKUP($D$3&\"_\"&U$3,データシート2!$A:$SI,MATCH($R$2&\"_\"&$C52,データシート2!$A$1:$SI$1,0),0)","v":0},{"$f":"VLOOKUP($D$3&\"_\"&V$3,データシート2!$A:$SI,MATCH($R$2&\"_\"&$C52,データシート2!$A$1:$SI$1,0),0)","v":0},{"$f":"VLOOKUP($D$3&\"_\"&W$3,データシート2!$A:$SI,MATCH($R$2&\"_\"&$C52,データシート2!$A$1:$SI$1,0),0)","v":0},{"$f":"VLOOKUP($D$3&\"_\"&X$3,データシート2!$A:$SI,MATCH($R$2&\"_\"&$C52,データシート2!$A$1:$SI$1,0),0)","v":0},{"$f":"VLOOKUP($D$3&\"_\"&Y$3,データシート2!$A:$SI,MATCH($R$2&\"_\"&$C52,データシート2!$A$1:$SI$1,0),0)","v":0},{"$f":"VLOOKUP($D$3&\"_\"&Z$3,データシート2!$A:$SI,MATCH($R$2&\"_\"&$C52,データシート2!$A$1:$SI$1,0),0)","v":0},{"$f":"VLOOKUP($D$3&\"_\"&AA$3,データシート2!$A:$SI,MATCH($R$2&\"_\"&$C52,データシート2!$A$1:$SI$1,0),0)","v":0},{"$f":"VLOOKUP($D$3&\"_\"&AB$3,データシート2!$A:$SI,MATCH($R$2&\"_\"&$C52,データシート2!$A$1:$SI$1,0),0)","v":0}]
[null,"F","電気・ガス・熱供給・水道業",{"$nulls":3},{"$f":"VLOOKUP($D$3&\"_\"&G$3,データシート2!$A:$SI,MATCH($G$2&\"_\"&$B53,データシート2!$A$1:$SI$1,0),0)","v":0},{"$f":"VLOOKUP($D$3&\"_\"&H$3,データシート2!$A:$SI,MATCH($G$2&\"_\"&$B53,データシート2!$A$1:$SI$1,0),0)","v":0},{"$f":"VLOOKUP($D$3&\"_\"&I$3,データシート2!$A:$SI,MATCH($G$2&\"_\"&$B53,データシート2!$A$1:$SI$1,0),0)","v":0},{"$f":"VLOOKUP($D$3&\"_\"&J$3,データシート2!$A:$SI,MATCH($G$2&\"_\"&$B53,データシート2!$A$1:$SI$1,0),0)","v":0},{"$f":"VLOOKUP($D$3&\"_\"&K$3,データシート2!$A:$SI,MATCH($G$2&\"_\"&$B53,データシート2!$A$1:$SI$1,0),0)","v":0},{"$f":"VLOOKUP($D$3&\"_\"&L$3,データシート2!$A:$SI,MATCH($G$2&\"_\"&$B53,データシート2!$A$1:$SI$1,0),0)","v":0},{"$f":"VLOOKUP($D$3&\"_\"&M$3,データシート2!$A:$SI,MATCH($G$2&\"_\"&$B53,データシート2!$A$1:$SI$1,0),0)","v":0},{"$f":"VLOOKUP($D$3&\"_\"&N$3,データシート2!$A:$SI,MATCH($G$2&\"_\"&$B53,データシート2!$A$1:$SI$1,0),0)","v":0},{"$f":"VLOOKUP($D$3&\"_\"&O$3,データシート2!$A:$SI,MATCH($G$2&\"_\"&$B53,データシート2!$A$1:$SI$1,0),0)","v":0},{"$f":"VLOOKUP($D$3&\"_\"&P$3,データシート2!$A:$SI,MATCH($G$2&\"_\"&$B53,データシート2!$A$1:$SI$1,0),0)","v":0},{"$f":"VLOOKUP($D$3&\"_\"&Q$3,データシート2!$A:$SI,MATCH($G$2&\"_\"&$B53,データシート2!$A$1:$SI$1,0),0)","v":0},{"$f":"VLOOKUP($D$3&\"_\"&R$3,データシート2!$A:$SI,MATCH($R$2&\"_\"&$B53,データシート2!$A$1:$SI$1,0),0)","v":0},{"$f":"VLOOKUP($D$3&\"_\"&S$3,データシート2!$A:$SI,MATCH($R$2&\"_\"&$B53,データシート2!$A$1:$SI$1,0),0)","v":0},{"$f":"VLOOKUP($D$3&\"_\"&T$3,データシート2!$A:$SI,MATCH($R$2&\"_\"&$B53,データシート2!$A$1:$SI$1,0),0)","v":0},{"$f":"VLOOKUP($D$3&\"_\"&U$3,データシート2!$A:$SI,MATCH($R$2&\"_\"&$B53,データシート2!$A$1:$SI$1,0),0)","v":0},{"$f":"VLOOKUP($D$3&\"_\"&V$3,データシート2!$A:$SI,MATCH($R$2&\"_\"&$B53,データシート2!$A$1:$SI$1,0),0)","v":0},{"$f":"VLOOKUP($D$3&\"_\"&W$3,データシート2!$A:$SI,MATCH($R$2&\"_\"&$B53,データシート2!$A$1:$SI$1,0),0)","v":0},{"$f":"VLOOKUP($D$3&\"_\"&X$3,データシート2!$A:$SI,MATCH($R$2&\"_\"&$B53,データシート2!$A$1:$SI$1,0),0)","v":0},{"$f":"VLOOKUP($D$3&\"_\"&Y$3,データシート2!$A:$SI,MATCH($R$2&\"_\"&$B53,データシート2!$A$1:$SI$1,0),0)","v":0},{"$f":"VLOOKUP($D$3&\"_\"&Z$3,データシート2!$A:$SI,MATCH($R$2&\"_\"&$B53,データシート2!$A$1:$SI$1,0),0)","v":0},{"$f":"VLOOKUP($D$3&\"_\"&AA$3,データシート2!$A:$SI,MATCH($R$2&\"_\"&$B53,データシート2!$A$1:$SI$1,0),0)","v":0},{"$f":"VLOOKUP($D$3&\"_\"&AB$3,データシート2!$A:$SI,MATCH($R$2&\"_\"&$B53,データシート2!$A$1:$SI$1,0),0)","v":0},{"$f":"SUM(AC54,AC57,AC59,AC61)","v":0}]
[null,null,33,"電気業",null,null,{"$f":"VLOOKUP($D$3&\"_\"&G$3,データシート2!$A:$SI,MATCH($G$2&\"_\"&$C54,データシート2!$A$1:$SI$1,0),0)","v":0},{"$f":"VLOOKUP($D$3&\"_\"&H$3,データシート2!$A:$SI,MATCH($G$2&\"_\"&$C54,データシート2!$A$1:$SI$1,0),0)","v":0},{"$f":"VLOOKUP($D$3&\"_\"&I$3,データシート2!$A:$SI,MATCH($G$2&\"_\"&$C54,データシート2!$A$1:$SI$1,0),0)","v":0},{"$f":"VLOOKUP($D$3&\"_\"&J$3,データシート2!$A:$SI,MATCH($G$2&\"_\"&$C54,データシート2!$A$1:$SI$1,0),0)","v":0},{"$f":"VLOOKUP($D$3&\"_\"&K$3,データシート2!$A:$SI,MATCH($G$2&\"_\"&$C54,データシート2!$A$1:$SI$1,0),0)","v":0},{"$f":"VLOOKUP($D$3&\"_\"&L$3,データシート2!$A:$SI,MATCH($G$2&\"_\"&$C54,データシート2!$A$1:$SI$1,0),0)","v":0},{"$f":"VLOOKUP($D$3&\"_\"&M$3,データシート2!$A:$SI,MATCH($G$2&\"_\"&$C54,データシート2!$A$1:$SI$1,0),0)","v":0},{"$f":"VLOOKUP($D$3&\"_\"&N$3,データシート2!$A:$SI,MATCH($G$2&\"_\"&$C54,データシート2!$A$1:$SI$1,0),0)","v":0},{"$f":"VLOOKUP($D$3&\"_\"&O$3,データシート2!$A:$SI,MATCH($G$2&\"_\"&$C54,データシート2!$A$1:$SI$1,0),0)","v":0},{"$f":"VLOOKUP($D$3&\"_\"&P$3,データシート2!$A:$SI,MATCH($G$2&\"_\"&$C54,データシート2!$A$1:$SI$1,0),0)","v":0},{"$f":"VLOOKUP($D$3&\"_\"&Q$3,データシート2!$A:$SI,MATCH($G$2&\"_\"&$C54,データシート2!$A$1:$SI$1,0),0)","v":0},{"$f":"VLOOKUP($D$3&\"_\"&R$3,データシート2!$A:$SI,MATCH($R$2&\"_\"&$C54,データシート2!$A$1:$SI$1,0),0)","v":0},{"$f":"VLOOKUP($D$3&\"_\"&S$3,データシート2!$A:$SI,MATCH($R$2&\"_\"&$C54,データシート2!$A$1:$SI$1,0),0)","v":0},{"$f":"VLOOKUP($D$3&\"_\"&T$3,データシート2!$A:$SI,MATCH($R$2&\"_\"&$C54,データシート2!$A$1:$SI$1,0),0)","v":0},{"$f":"VLOOKUP($D$3&\"_\"&U$3,データシート2!$A:$SI,MATCH($R$2&\"_\"&$C54,データシート2!$A$1:$SI$1,0),0)","v":0},{"$f":"VLOOKUP($D$3&\"_\"&V$3,データシート2!$A:$SI,MATCH($R$2&\"_\"&$C54,データシート2!$A$1:$SI$1,0),0)","v":0},{"$f":"VLOOKUP($D$3&\"_\"&W$3,データシート2!$A:$SI,MATCH($R$2&\"_\"&$C54,データシート2!$A$1:$SI$1,0),0)","v":0},{"$f":"VLOOKUP($D$3&\"_\"&X$3,データシート2!$A:$SI,MATCH($R$2&\"_\"&$C54,データシート2!$A$1:$SI$1,0),0)","v":0},{"$f":"VLOOKUP($D$3&\"_\"&Y$3,データシート2!$A:$SI,MATCH($R$2&\"_\"&$C54,データシート2!$A$1:$SI$1,0),0)","v":0},{"$f":"VLOOKUP($D$3&\"_\"&Z$3,データシート2!$A:$SI,MATCH($R$2&\"_\"&$C54,データシート2!$A$1:$SI$1,0),0)","v":0},{"$f":"VLOOKUP($D$3&\"_\"&AA$3,データシート2!$A:$SI,MATCH($R$2&\"_\"&$C54,データシート2!$A$1:$SI$1,0),0)","v":0},{"$f":"VLOOKUP($D$3&\"_\"&AB$3,データシート2!$A:$SI,MATCH($R$2&\"_\"&$C54,データシート2!$A$1:$SI$1,0),0)","v":0}]
[{"$nulls":4},3311,"発電所",{"$f":"VLOOKUP($D$3&\"_\"&G$3,データシート2!$A:$SI,MATCH($G$2&\"_\"&$E55,データシート2!$A$1:$SI$1,0),0)","v":0},{"$f":"VLOOKUP($D$3&\"_\"&H$3,データシート2!$A:$SI,MATCH($G$2&\"_\"&$E55,データシート2!$A$1:$SI$1,0),0)","v":0},{"$f":"VLOOKUP($D$3&\"_\"&I$3,データシート2!$A:$SI,MATCH($G$2&\"_\"&$E55,データシート2!$A$1:$SI$1,0),0)","v":0},{"$f":"VLOOKUP($D$3&\"_\"&J$3,データシート2!$A:$SI,MATCH($G$2&\"_\"&$E55,データシート2!$A$1:$SI$1,0),0)","v":0},{"$f":"VLOOKUP($D$3&\"_\"&K$3,データシート2!$A:$SI,MATCH($G$2&\"_\"&$E55,データシート2!$A$1:$SI$1,0),0)","v":0},{"$f":"VLOOKUP($D$3&\"_\"&L$3,データシート2!$A:$SI,MATCH($G$2&\"_\"&$E55,データシート2!$A$1:$SI$1,0),0)","v":0},{"$f":"VLOOKUP($D$3&\"_\"&M$3,データシート2!$A:$SI,MATCH($G$2&\"_\"&$E55,データシート2!$A$1:$SI$1,0),0)","v":0},{"$f":"VLOOKUP($D$3&\"_\"&N$3,データシート2!$A:$SI,MATCH($G$2&\"_\"&$E55,データシート2!$A$1:$SI$1,0),0)","v":0},{"$f":"VLOOKUP($D$3&\"_\"&O$3,データシート2!$A:$SI,MATCH($G$2&\"_\"&$E55,データシート2!$A$1:$SI$1,0),0)","v":0},{"$f":"VLOOKUP($D$3&\"_\"&P$3,データシート2!$A:$SI,MATCH($G$2&\"_\"&$E55,データシート2!$A$1:$SI$1,0),0)","v":0},{"$f":"VLOOKUP($D$3&\"_\"&Q$3,データシート2!$A:$SI,MATCH($G$2&\"_\"&$E55,データシート2!$A$1:$SI$1,0),0)","v":0},{"$f":"VLOOKUP($D$3&\"_\"&R$3,データシート2!$A:$SI,MATCH($R$2&\"_\"&$E55,データシート2!$A$1:$SI$1,0),0)","v":0},{"$f":"VLOOKUP($D$3&\"_\"&S$3,データシート2!$A:$SI,MATCH($R$2&\"_\"&$E55,データシート2!$A$1:$SI$1,0),0)","v":0},{"$f":"VLOOKUP($D$3&\"_\"&T$3,データシート2!$A:$SI,MATCH($R$2&\"_\"&$E55,データシート2!$A$1:$SI$1,0),0)","v":0},{"$f":"VLOOKUP($D$3&\"_\"&U$3,データシート2!$A:$SI,MATCH($R$2&\"_\"&$E55,データシート2!$A$1:$SI$1,0),0)","v":0},{"$f":"VLOOKUP($D$3&\"_\"&V$3,データシート2!$A:$SI,MATCH($R$2&\"_\"&$E55,データシート2!$A$1:$SI$1,0),0)","v":0},{"$f":"VLOOKUP($D$3&\"_\"&W$3,データシート2!$A:$SI,MATCH($R$2&\"_\"&$E55,データシート2!$A$1:$SI$1,0),0)","v":0},{"$f":"VLOOKUP($D$3&\"_\"&X$3,データシート2!$A:$SI,MATCH($R$2&\"_\"&$E55,データシート2!$A$1:$SI$1,0),0)","v":0},{"$f":"VLOOKUP($D$3&\"_\"&Y$3,データシート2!$A:$SI,MATCH($R$2&\"_\"&$E55,データシート2!$A$1:$SI$1,0),0)","v":0},{"$f":"VLOOKUP($D$3&\"_\"&Z$3,データシート2!$A:$SI,MATCH($R$2&\"_\"&$E55,データシート2!$A$1:$SI$1,0),0)","v":0},{"$f":"VLOOKUP($D$3&\"_\"&AA$3,データシート2!$A:$SI,MATCH($R$2&\"_\"&$E55,データシート2!$A$1:$SI$1,0),0)","v":0},{"$f":"VLOOKUP($D$3&\"_\"&AB$3,データシート2!$A:$SI,MATCH($R$2&\"_\"&$E55,データシート2!$A$1:$SI$1,0),0)","v":0}]
[{"$nulls":4},3312,"変電所",{"$f":"VLOOKUP($D$3&\"_\"&G$3,データシート2!$A:$SI,MATCH($G$2&\"_\"&$E56,データシート2!$A$1:$SI$1,0),0)","v":0},{"$f":"VLOOKUP($D$3&\"_\"&H$3,データシート2!$A:$SI,MATCH($G$2&\"_\"&$E56,データシート2!$A$1:$SI$1,0),0)","v":0},{"$f":"VLOOKUP($D$3&\"_\"&I$3,データシート2!$A:$SI,MATCH($G$2&\"_\"&$E56,データシート2!$A$1:$SI$1,0),0)","v":0},{"$f":"VLOOKUP($D$3&\"_\"&J$3,データシート2!$A:$SI,MATCH($G$2&\"_\"&$E56,データシート2!$A$1:$SI$1,0),0)","v":0},{"$f":"VLOOKUP($D$3&\"_\"&K$3,データシート2!$A:$SI,MATCH($G$2&\"_\"&$E56,データシート2!$A$1:$SI$1,0),0)","v":0},{"$f":"VLOOKUP($D$3&\"_\"&L$3,データシート2!$A:$SI,MATCH($G$2&\"_\"&$E56,データシート2!$A$1:$SI$1,0),0)","v":0},{"$f":"VLOOKUP($D$3&\"_\"&M$3,データシート2!$A:$SI,MATCH($G$2&\"_\"&$E56,データシート2!$A$1:$SI$1,0),0)","v":0},{"$f":"VLOOKUP($D$3&\"_\"&N$3,データシート2!$A:$SI,MATCH($G$2&\"_\"&$E56,データシート2!$A$1:$SI$1,0),0)","v":0},{"$f":"VLOOKUP($D$3&\"_\"&O$3,データシート2!$A:$SI,MATCH($G$2&\"_\"&$E56,データシート2!$A$1:$SI$1,0),0)","v":0},{"$f":"VLOOKUP($D$3&\"_\"&P$3,データシート2!$A:$SI,MATCH($G$2&\"_\"&$E56,データシート2!$A$1:$SI$1,0),0)","v":0},{"$f":"VLOOKUP($D$3&\"_\"&Q$3,データシート2!$A:$SI,MATCH($G$2&\"_\"&$E56,データシート2!$A$1:$SI$1,0),0)","v":0},{"$f":"VLOOKUP($D$3&\"_\"&R$3,データシート2!$A:$SI,MATCH($R$2&\"_\"&$E56,データシート2!$A$1:$SI$1,0),0)","v":0},{"$f":"VLOOKUP($D$3&\"_\"&S$3,データシート2!$A:$SI,MATCH($R$2&\"_\"&$E56,データシート2!$A$1:$SI$1,0),0)","v":0},{"$f":"VLOOKUP($D$3&\"_\"&T$3,データシート2!$A:$SI,MATCH($R$2&\"_\"&$E56,データシート2!$A$1:$SI$1,0),0)","v":0},{"$f":"VLOOKUP($D$3&\"_\"&U$3,データシート2!$A:$SI,MATCH($R$2&\"_\"&$E56,データシート2!$A$1:$SI$1,0),0)","v":0},{"$f":"VLOOKUP($D$3&\"_\"&V$3,データシート2!$A:$SI,MATCH($R$2&\"_\"&$E56,データシート2!$A$1:$SI$1,0),0)","v":0},{"$f":"VLOOKUP($D$3&\"_\"&W$3,データシート2!$A:$SI,MATCH($R$2&\"_\"&$E56,データシート2!$A$1:$SI$1,0),0)","v":0},{"$f":"VLOOKUP($D$3&\"_\"&X$3,データシート2!$A:$SI,MATCH($R$2&\"_\"&$E56,データシート2!$A$1:$SI$1,0),0)","v":0},{"$f":"VLOOKUP($D$3&\"_\"&Y$3,データシート2!$A:$SI,MATCH($R$2&\"_\"&$E56,データシート2!$A$1:$SI$1,0),0)","v":0},{"$f":"VLOOKUP($D$3&\"_\"&Z$3,データシート2!$A:$SI,MATCH($R$2&\"_\"&$E56,データシート2!$A$1:$SI$1,0),0)","v":0},{"$f":"VLOOKUP($D$3&\"_\"&AA$3,データシート2!$A:$SI,MATCH($R$2&\"_\"&$E56,データシート2!$A$1:$SI$1,0),0)","v":0},{"$f":"VLOOKUP($D$3&\"_\"&AB$3,データシート2!$A:$SI,MATCH($R$2&\"_\"&$E56,データシート2!$A$1:$SI$1,0),0)","v":0}]
[null,null,34,"ガス業",null,null,{"$f":"VLOOKUP($D$3&\"_\"&G$3,データシート2!$A:$SI,MATCH($G$2&\"_\"&$C57,データシート2!$A$1:$SI$1,0),0)","v":0},{"$f":"VLOOKUP($D$3&\"_\"&H$3,データシート2!$A:$SI,MATCH($G$2&\"_\"&$C57,データシート2!$A$1:$SI$1,0),0)","v":0},{"$f":"VLOOKUP($D$3&\"_\"&I$3,データシート2!$A:$SI,MATCH($G$2&\"_\"&$C57,データシート2!$A$1:$SI$1,0),0)","v":0},{"$f":"VLOOKUP($D$3&\"_\"&J$3,データシート2!$A:$SI,MATCH($G$2&\"_\"&$C57,データシート2!$A$1:$SI$1,0),0)","v":0},{"$f":"VLOOKUP($D$3&\"_\"&K$3,データシート2!$A:$SI,MATCH($G$2&\"_\"&$C57,データシート2!$A$1:$SI$1,0),0)","v":0},{"$f":"VLOOKUP($D$3&\"_\"&L$3,データシート2!$A:$SI,MATCH($G$2&\"_\"&$C57,データシート2!$A$1:$SI$1,0),0)","v":0},{"$f":"VLOOKUP($D$3&\"_\"&M$3,データシート2!$A:$SI,MATCH($G$2&\"_\"&$C57,データシート2!$A$1:$SI$1,0),0)","v":0},{"$f":"VLOOKUP($D$3&\"_\"&N$3,データシート2!$A:$SI,MATCH($G$2&\"_\"&$C57,データシート2!$A$1:$SI$1,0),0)","v":0},{"$f":"VLOOKUP($D$3&\"_\"&O$3,データシート2!$A:$SI,MATCH($G$2&\"_\"&$C57,データシート2!$A$1:$SI$1,0),0)","v":0},{"$f":"VLOOKUP($D$3&\"_\"&P$3,データシート2!$A:$SI,MATCH($G$2&\"_\"&$C57,データシート2!$A$1:$SI$1,0),0)","v":0},{"$f":"VLOOKUP($D$3&\"_\"&Q$3,データシート2!$A:$SI,MATCH($G$2&\"_\"&$C57,データシート2!$A$1:$SI$1,0),0)","v":0},{"$f":"VLOOKUP($D$3&\"_\"&R$3,データシート2!$A:$SI,MATCH($R$2&\"_\"&$C57,データシート2!$A$1:$SI$1,0),0)","v":0},{"$f":"VLOOKUP($D$3&\"_\"&S$3,データシート2!$A:$SI,MATCH($R$2&\"_\"&$C57,データシート2!$A$1:$SI$1,0),0)","v":0},{"$f":"VLOOKUP($D$3&\"_\"&T$3,データシート2!$A:$SI,MATCH($R$2&\"_\"&$C57,データシート2!$A$1:$SI$1,0),0)","v":0},{"$f":"VLOOKUP($D$3&\"_\"&U$3,データシート2!$A:$SI,MATCH($R$2&\"_\"&$C57,データシート2!$A$1:$SI$1,0),0)","v":0},{"$f":"VLOOKUP($D$3&\"_\"&V$3,データシート2!$A:$SI,MATCH($R$2&\"_\"&$C57,データシート2!$A$1:$SI$1,0),0)","v":0},{"$f":"VLOOKUP($D$3&\"_\"&W$3,データシート2!$A:$SI,MATCH($R$2&\"_\"&$C57,データシート2!$A$1:$SI$1,0),0)","v":0},{"$f":"VLOOKUP($D$3&\"_\"&X$3,データシート2!$A:$SI,MATCH($R$2&\"_\"&$C57,データシート2!$A$1:$SI$1,0),0)","v":0},{"$f":"VLOOKUP($D$3&\"_\"&Y$3,データシート2!$A:$SI,MATCH($R$2&\"_\"&$C57,データシート2!$A$1:$SI$1,0),0)","v":0},{"$f":"VLOOKUP($D$3&\"_\"&Z$3,データシート2!$A:$SI,MATCH($R$2&\"_\"&$C57,データシート2!$A$1:$SI$1,0),0)","v":0},{"$f":"VLOOKUP($D$3&\"_\"&AA$3,データシート2!$A:$SI,MATCH($R$2&\"_\"&$C57,データシート2!$A$1:$SI$1,0),0)","v":0},{"$f":"VLOOKUP($D$3&\"_\"&AB$3,データシート2!$A:$SI,MATCH($R$2&\"_\"&$C57,データシート2!$A$1:$SI$1,0),0)","v":0}]
[{"$nulls":4},3411,"ガス製造工場",{"$f":"VLOOKUP($D$3&\"_\"&G$3,データシート2!$A:$SI,MATCH($G$2&\"_\"&$E58,データシート2!$A$1:$SI$1,0),0)","v":0},{"$f":"VLOOKUP($D$3&\"_\"&H$3,データシート2!$A:$SI,MATCH($G$2&\"_\"&$E58,データシート2!$A$1:$SI$1,0),0)","v":0},{"$f":"VLOOKUP($D$3&\"_\"&I$3,データシート2!$A:$SI,MATCH($G$2&\"_\"&$E58,データシート2!$A$1:$SI$1,0),0)","v":0},{"$f":"VLOOKUP($D$3&\"_\"&J$3,データシート2!$A:$SI,MATCH($G$2&\"_\"&$E58,データシート2!$A$1:$SI$1,0),0)","v":0},{"$f":"VLOOKUP($D$3&\"_\"&K$3,データシート2!$A:$SI,MATCH($G$2&\"_\"&$E58,データシート2!$A$1:$SI$1,0),0)","v":0},{"$f":"VLOOKUP($D$3&\"_\"&L$3,データシート2!$A:$SI,MATCH($G$2&\"_\"&$E58,データシート2!$A$1:$SI$1,0),0)","v":0},{"$f":"VLOOKUP($D$3&\"_\"&M$3,データシート2!$A:$SI,MATCH($G$2&\"_\"&$E58,データシート2!$A$1:$SI$1,0),0)","v":0},{"$f":"VLOOKUP($D$3&\"_\"&N$3,データシート2!$A:$SI,MATCH($G$2&\"_\"&$E58,データシート2!$A$1:$SI$1,0),0)","v":0},{"$f":"VLOOKUP($D$3&\"_\"&O$3,データシート2!$A:$SI,MATCH($G$2&\"_\"&$E58,データシート2!$A$1:$SI$1,0),0)","v":0},{"$f":"VLOOKUP($D$3&\"_\"&P$3,データシート2!$A:$SI,MATCH($G$2&\"_\"&$E58,データシート2!$A$1:$SI$1,0),0)","v":0},{"$f":"VLOOKUP($D$3&\"_\"&Q$3,データシート2!$A:$SI,MATCH($G$2&\"_\"&$E58,データシート2!$A$1:$SI$1,0),0)","v":0},{"$f":"VLOOKUP($D$3&\"_\"&R$3,データシート2!$A:$SI,MATCH($R$2&\"_\"&$E58,データシート2!$A$1:$SI$1,0),0)","v":0},{"$f":"VLOOKUP($D$3&\"_\"&S$3,データシート2!$A:$SI,MATCH($R$2&\"_\"&$E58,データシート2!$A$1:$SI$1,0),0)","v":0},{"$f":"VLOOKUP($D$3&\"_\"&T$3,データシート2!$A:$SI,MATCH($R$2&\"_\"&$E58,データシート2!$A$1:$SI$1,0),0)","v":0},{"$f":"VLOOKUP($D$3&\"_\"&U$3,データシート2!$A:$SI,MATCH($R$2&\"_\"&$E58,データシート2!$A$1:$SI$1,0),0)","v":0},{"$f":"VLOOKUP($D$3&\"_\"&V$3,データシート2!$A:$SI,MATCH($R$2&\"_\"&$E58,データシート2!$A$1:$SI$1,0),0)","v":0},{"$f":"VLOOKUP($D$3&\"_\"&W$3,データシート2!$A:$SI,MATCH($R$2&\"_\"&$E58,データシート2!$A$1:$SI$1,0),0)","v":0},{"$f":"VLOOKUP($D$3&\"_\"&X$3,データシート2!$A:$SI,MATCH($R$2&\"_\"&$E58,データシート2!$A$1:$SI$1,0),0)","v":0},{"$f":"VLOOKUP($D$3&\"_\"&Y$3,データシート2!$A:$SI,MATCH($R$2&\"_\"&$E58,データシート2!$A$1:$SI$1,0),0)","v":0},{"$f":"VLOOKUP($D$3&\"_\"&Z$3,データシート2!$A:$SI,MATCH($R$2&\"_\"&$E58,データシート2!$A$1:$SI$1,0),0)","v":0},{"$f":"VLOOKUP($D$3&\"_\"&AA$3,データシート2!$A:$SI,MATCH($R$2&\"_\"&$E58,データシート2!$A$1:$SI$1,0),0)","v":0},{"$f":"VLOOKUP($D$3&\"_\"&AB$3,データシート2!$A:$SI,MATCH($R$2&\"_\"&$E58,データシート2!$A$1:$SI$1,0),0)","v":0}]
[null,null,35,"熱供給業",null,null,{"$f":"VLOOKUP($D$3&\"_\"&G$3,データシート2!$A:$SI,MATCH($G$2&\"_\"&$C59,データシート2!$A$1:$SI$1,0),0)","v":0},{"$f":"VLOOKUP($D$3&\"_\"&H$3,データシート2!$A:$SI,MATCH($G$2&\"_\"&$C59,データシート2!$A$1:$SI$1,0),0)","v":0},{"$f":"VLOOKUP($D$3&\"_\"&I$3,データシート2!$A:$SI,MATCH($G$2&\"_\"&$C59,データシート2!$A$1:$SI$1,0),0)","v":0},{"$f":"VLOOKUP($D$3&\"_\"&J$3,データシート2!$A:$SI,MATCH($G$2&\"_\"&$C59,データシート2!$A$1:$SI$1,0),0)","v":0},{"$f":"VLOOKUP($D$3&\"_\"&K$3,データシート2!$A:$SI,MATCH($G$2&\"_\"&$C59,データシート2!$A$1:$SI$1,0),0)","v":0},{"$f":"VLOOKUP($D$3&\"_\"&L$3,データシート2!$A:$SI,MATCH($G$2&\"_\"&$C59,データシート2!$A$1:$SI$1,0),0)","v":0},{"$f":"VLOOKUP($D$3&\"_\"&M$3,データシート2!$A:$SI,MATCH($G$2&\"_\"&$C59,データシート2!$A$1:$SI$1,0),0)","v":0},{"$f":"VLOOKUP($D$3&\"_\"&N$3,データシート2!$A:$SI,MATCH($G$2&\"_\"&$C59,データシート2!$A$1:$SI$1,0),0)","v":0},{"$f":"VLOOKUP($D$3&\"_\"&O$3,データシート2!$A:$SI,MATCH($G$2&\"_\"&$C59,データシート2!$A$1:$SI$1,0),0)","v":0},{"$f":"VLOOKUP($D$3&\"_\"&P$3,データシート2!$A:$SI,MATCH($G$2&\"_\"&$C59,データシート2!$A$1:$SI$1,0),0)","v":0},{"$f":"VLOOKUP($D$3&\"_\"&Q$3,データシート2!$A:$SI,MATCH($G$2&\"_\"&$C59,データシート2!$A$1:$SI$1,0),0)","v":0},{"$f":"VLOOKUP($D$3&\"_\"&R$3,データシート2!$A:$SI,MATCH($R$2&\"_\"&$C59,データシート2!$A$1:$SI$1,0),0)","v":0},{"$f":"VLOOKUP($D$3&\"_\"&S$3,データシート2!$A:$SI,MATCH($R$2&\"_\"&$C59,データシート2!$A$1:$SI$1,0),0)","v":0},{"$f":"VLOOKUP($D$3&\"_\"&T$3,データシート2!$A:$SI,MATCH($R$2&\"_\"&$C59,データシート2!$A$1:$SI$1,0),0)","v":0},{"$f":"VLOOKUP($D$3&\"_\"&U$3,データシート2!$A:$SI,MATCH($R$2&\"_\"&$C59,データシート2!$A$1:$SI$1,0),0)","v":0},{"$f":"VLOOKUP($D$3&\"_\"&V$3,データシート2!$A:$SI,MATCH($R$2&\"_\"&$C59,データシート2!$A$1:$SI$1,0),0)","v":0},{"$f":"VLOOKUP($D$3&\"_\"&W$3,データシート2!$A:$SI,MATCH($R$2&\"_\"&$C59,データシート2!$A$1:$SI$1,0),0)","v":0},{"$f":"VLOOKUP($D$3&\"_\"&X$3,データシート2!$A:$SI,MATCH($R$2&\"_\"&$C59,データシート2!$A$1:$SI$1,0),0)","v":0},{"$f":"VLOOKUP($D$3&\"_\"&Y$3,データシート2!$A:$SI,MATCH($R$2&\"_\"&$C59,データシート2!$A$1:$SI$1,0),0)","v":0},{"$f":"VLOOKUP($D$3&\"_\"&Z$3,データシート2!$A:$SI,MATCH($R$2&\"_\"&$C59,データシート2!$A$1:$SI$1,0),0)","v":0},{"$f":"VLOOKUP($D$3&\"_\"&AA$3,データシート2!$A:$SI,MATCH($R$2&\"_\"&$C59,データシート2!$A$1:$SI$1,0),0)","v":0},{"$f":"VLOOKUP($D$3&\"_\"&AB$3,データシート2!$A:$SI,MATCH($R$2&\"_\"&$C59,データシート2!$A$1:$SI$1,0),0)","v":0}]
[{"$nulls":4},3511,"熱供給業",{"$f":"VLOOKUP($D$3&\"_\"&G$3,データシート2!$A:$SI,MATCH($G$2&\"_\"&$E60,データシート2!$A$1:$SI$1,0),0)","v":0},{"$f":"VLOOKUP($D$3&\"_\"&H$3,データシート2!$A:$SI,MATCH($G$2&\"_\"&$E60,データシート2!$A$1:$SI$1,0),0)","v":0},{"$f":"VLOOKUP($D$3&\"_\"&I$3,データシート2!$A:$SI,MATCH($G$2&\"_\"&$E60,データシート2!$A$1:$SI$1,0),0)","v":0},{"$f":"VLOOKUP($D$3&\"_\"&J$3,データシート2!$A:$SI,MATCH($G$2&\"_\"&$E60,データシート2!$A$1:$SI$1,0),0)","v":0},{"$f":"VLOOKUP($D$3&\"_\"&K$3,データシート2!$A:$SI,MATCH($G$2&\"_\"&$E60,データシート2!$A$1:$SI$1,0),0)","v":0},{"$f":"VLOOKUP($D$3&\"_\"&L$3,データシート2!$A:$SI,MATCH($G$2&\"_\"&$E60,データシート2!$A$1:$SI$1,0),0)","v":0},{"$f":"VLOOKUP($D$3&\"_\"&M$3,データシート2!$A:$SI,MATCH($G$2&\"_\"&$E60,データシート2!$A$1:$SI$1,0),0)","v":0},{"$f":"VLOOKUP($D$3&\"_\"&N$3,データシート2!$A:$SI,MATCH($G$2&\"_\"&$E60,データシート2!$A$1:$SI$1,0),0)","v":0},{"$f":"VLOOKUP($D$3&\"_\"&O$3,データシート2!$A:$SI,MATCH($G$2&\"_\"&$E60,データシート2!$A$1:$SI$1,0),0)","v":0},{"$f":"VLOOKUP($D$3&\"_\"&P$3,データシート2!$A:$SI,MATCH($G$2&\"_\"&$E60,データシート2!$A$1:$SI$1,0),0)","v":0},{"$f":"VLOOKUP($D$3&\"_\"&Q$3,データシート2!$A:$SI,MATCH($G$2&\"_\"&$E60,データシート2!$A$1:$SI$1,0),0)","v":0},{"$f":"VLOOKUP($D$3&\"_\"&R$3,データシート2!$A:$SI,MATCH($R$2&\"_\"&$E60,データシート2!$A$1:$SI$1,0),0)","v":0},{"$f":"VLOOKUP($D$3&\"_\"&S$3,データシート2!$A:$SI,MATCH($R$2&\"_\"&$E60,データシート2!$A$1:$SI$1,0),0)","v":0},{"$f":"VLOOKUP($D$3&\"_\"&T$3,データシート2!$A:$SI,MATCH($R$2&\"_\"&$E60,データシート2!$A$1:$SI$1,0),0)","v":0},{"$f":"VLOOKUP($D$3&\"_\"&U$3,データシート2!$A:$SI,MATCH($R$2&\"_\"&$E60,データシート2!$A$1:$SI$1,0),0)","v":0},{"$f":"VLOOKUP($D$3&\"_\"&V$3,データシート2!$A:$SI,MATCH($R$2&\"_\"&$E60,データシート2!$A$1:$SI$1,0),0)","v":0},{"$f":"VLOOKUP($D$3&\"_\"&W$3,データシート2!$A:$SI,MATCH($R$2&\"_\"&$E60,データシート2!$A$1:$SI$1,0),0)","v":0},{"$f":"VLOOKUP($D$3&\"_\"&X$3,データシート2!$A:$SI,MATCH($R$2&\"_\"&$E60,データシート2!$A$1:$SI$1,0),0)","v":0},{"$f":"VLOOKUP($D$3&\"_\"&Y$3,データシート2!$A:$SI,MATCH($R$2&\"_\"&$E60,データシート2!$A$1:$SI$1,0),0)","v":0},{"$f":"VLOOKUP($D$3&\"_\"&Z$3,データシート2!$A:$SI,MATCH($R$2&\"_\"&$E60,データシート2!$A$1:$SI$1,0),0)","v":0},{"$f":"VLOOKUP($D$3&\"_\"&AA$3,データシート2!$A:$SI,MATCH($R$2&\"_\"&$E60,データシート2!$A$1:$SI$1,0),0)","v":0},{"$f":"VLOOKUP($D$3&\"_\"&AB$3,データシート2!$A:$SI,MATCH($R$2&\"_\"&$E60,データシート2!$A$1:$SI$1,0),0)","v":0}]
[null,null,36,"水道業",null,null,{"$f":"VLOOKUP($D$3&\"_\"&G$3,データシート2!$A:$SI,MATCH($G$2&\"_\"&$C61,データシート2!$A$1:$SI$1,0),0)","v":0},{"$f":"VLOOKUP($D$3&\"_\"&H$3,データシート2!$A:$SI,MATCH($G$2&\"_\"&$C61,データシート2!$A$1:$SI$1,0),0)","v":0},{"$f":"VLOOKUP($D$3&\"_\"&I$3,データシート2!$A:$SI,MATCH($G$2&\"_\"&$C61,データシート2!$A$1:$SI$1,0),0)","v":0},{"$f":"VLOOKUP($D$3&\"_\"&J$3,データシート2!$A:$SI,MATCH($G$2&\"_\"&$C61,データシート2!$A$1:$SI$1,0),0)","v":0},{"$f":"VLOOKUP($D$3&\"_\"&K$3,データシート2!$A:$SI,MATCH($G$2&\"_\"&$C61,データシート2!$A$1:$SI$1,0),0)","v":0},{"$f":"VLOOKUP($D$3&\"_\"&L$3,データシート2!$A:$SI,MATCH($G$2&\"_\"&$C61,データシート2!$A$1:$SI$1,0),0)","v":0},{"$f":"VLOOKUP($D$3&\"_\"&M$3,データシート2!$A:$SI,MATCH($G$2&\"_\"&$C61,データシート2!$A$1:$SI$1,0),0)","v":0},{"$f":"VLOOKUP($D$3&\"_\"&N$3,データシート2!$A:$SI,MATCH($G$2&\"_\"&$C61,データシート2!$A$1:$SI$1,0),0)","v":0},{"$f":"VLOOKUP($D$3&\"_\"&O$3,データシート2!$A:$SI,MATCH($G$2&\"_\"&$C61,データシート2!$A$1:$SI$1,0),0)","v":0},{"$f":"VLOOKUP($D$3&\"_\"&P$3,データシート2!$A:$SI,MATCH($G$2&\"_\"&$C61,データシート2!$A$1:$SI$1,0),0)","v":0},{"$f":"VLOOKUP($D$3&\"_\"&Q$3,データシート2!$A:$SI,MATCH($G$2&\"_\"&$C61,データシート2!$A$1:$SI$1,0),0)","v":0},{"$f":"VLOOKUP($D$3&\"_\"&R$3,データシート2!$A:$SI,MATCH($R$2&\"_\"&$C61,データシート2!$A$1:$SI$1,0),0)","v":0},{"$f":"VLOOKUP($D$3&\"_\"&S$3,データシート2!$A:$SI,MATCH($R$2&\"_\"&$C61,データシート2!$A$1:$SI$1,0),0)","v":0},{"$f":"VLOOKUP($D$3&\"_\"&T$3,データシート2!$A:$SI,MATCH($R$2&\"_\"&$C61,データシート2!$A$1:$SI$1,0),0)","v":0},{"$f":"VLOOKUP($D$3&\"_\"&U$3,データシート2!$A:$SI,MATCH($R$2&\"_\"&$C61,データシート2!$A$1:$SI$1,0),0)","v":0},{"$f":"VLOOKUP($D$3&\"_\"&V$3,データシート2!$A:$SI,MATCH($R$2&\"_\"&$C61,データシート2!$A$1:$SI$1,0),0)","v":0},{"$f":"VLOOKUP($D$3&\"_\"&W$3,データシート2!$A:$SI,MATCH($R$2&\"_\"&$C61,データシート2!$A$1:$SI$1,0),0)","v":0},{"$f":"VLOOKUP($D$3&\"_\"&X$3,データシート2!$A:$SI,MATCH($R$2&\"_\"&$C61,データシート2!$A$1:$SI$1,0),0)","v":0},{"$f":"VLOOKUP($D$3&\"_\"&Y$3,データシート2!$A:$SI,MATCH($R$2&\"_\"&$C61,データシート2!$A$1:$SI$1,0),0)","v":0},{"$f":"VLOOKUP($D$3&\"_\"&Z$3,データシート2!$A:$SI,MATCH($R$2&\"_\"&$C61,データシート2!$A$1:$SI$1,0),0)","v":0},{"$f":"VLOOKUP($D$3&\"_\"&AA$3,データシート2!$A:$SI,MATCH($R$2&\"_\"&$C61,データシート2!$A$1:$SI$1,0),0)","v":0},{"$f":"VLOOKUP($D$3&\"_\"&AB$3,データシート2!$A:$SI,MATCH($R$2&\"_\"&$C61,データシート2!$A$1:$SI$1,0),0)","v":0}]
[null,"G","情報通信業",{"$nulls":3},{"$f":"VLOOKUP($D$3&\"_\"&G$3,データシート2!$A:$SI,MATCH($G$2&\"_\"&$B62,データシート2!$A$1:$SI$1,0),0)","v":0},{"$f":"VLOOKUP($D$3&\"_\"&H$3,データシート2!$A:$SI,MATCH($G$2&\"_\"&$B62,データシート2!$A$1:$SI$1,0),0)","v":0},{"$f":"VLOOKUP($D$3&\"_\"&I$3,データシート2!$A:$SI,MATCH($G$2&\"_\"&$B62,データシート2!$A$1:$SI$1,0),0)","v":0},{"$f":"VLOOKUP($D$3&\"_\"&J$3,データシート2!$A:$SI,MATCH($G$2&\"_\"&$B62,データシート2!$A$1:$SI$1,0),0)","v":0},{"$f":"VLOOKUP($D$3&\"_\"&K$3,データシート2!$A:$SI,MATCH($G$2&\"_\"&$B62,データシート2!$A$1:$SI$1,0),0)","v":0},{"$f":"VLOOKUP($D$3&\"_\"&L$3,データシート2!$A:$SI,MATCH($G$2&\"_\"&$B62,データシート2!$A$1:$SI$1,0),0)","v":0},{"$f":"VLOOKUP($D$3&\"_\"&M$3,データシート2!$A:$SI,MATCH($G$2&\"_\"&$B62,データシート2!$A$1:$SI$1,0),0)","v":0},{"$f":"VLOOKUP($D$3&\"_\"&N$3,データシート2!$A:$SI,MATCH($G$2&\"_\"&$B62,データシート2!$A$1:$SI$1,0),0)","v":0},{"$f":"VLOOKUP($D$3&\"_\"&O$3,データシート2!$A:$SI,MATCH($G$2&\"_\"&$B62,データシート2!$A$1:$SI$1,0),0)","v":0},{"$f":"VLOOKUP($D$3&\"_\"&P$3,データシート2!$A:$SI,MATCH($G$2&\"_\"&$B62,データシート2!$A$1:$SI$1,0),0)","v":0},{"$f":"VLOOKUP($D$3&\"_\"&Q$3,データシート2!$A:$SI,MATCH($G$2&\"_\"&$B62,データシート2!$A$1:$SI$1,0),0)","v":0},{"$f":"VLOOKUP($D$3&\"_\"&R$3,データシート2!$A:$SI,MATCH($R$2&\"_\"&$B62,データシート2!$A$1:$SI$1,0),0)","v":0},{"$f":"VLOOKUP($D$3&\"_\"&S$3,データシート2!$A:$SI,MATCH($R$2&\"_\"&$B62,データシート2!$A$1:$SI$1,0),0)","v":0},{"$f":"VLOOKUP($D$3&\"_\"&T$3,データシート2!$A:$SI,MATCH($R$2&\"_\"&$B62,データシート2!$A$1:$SI$1,0),0)","v":0},{"$f":"VLOOKUP($D$3&\"_\"&U$3,データシート2!$A:$SI,MATCH($R$2&\"_\"&$B62,データシート2!$A$1:$SI$1,0),0)","v":0},{"$f":"VLOOKUP($D$3&\"_\"&V$3,データシート2!$A:$SI,MATCH($R$2&\"_\"&$B62,データシート2!$A$1:$SI$1,0),0)","v":0},{"$f":"VLOOKUP($D$3&\"_\"&W$3,データシート2!$A:$SI,MATCH($R$2&\"_\"&$B62,データシート2!$A$1:$SI$1,0),0)","v":0},{"$f":"VLOOKUP($D$3&\"_\"&X$3,データシート2!$A:$SI,MATCH($R$2&\"_\"&$B62,データシート2!$A$1:$SI$1,0),0)","v":0},{"$f":"VLOOKUP($D$3&\"_\"&Y$3,データシート2!$A:$SI,MATCH($R$2&\"_\"&$B62,データシート2!$A$1:$SI$1,0),0)","v":0},{"$f":"VLOOKUP($D$3&\"_\"&Z$3,データシート2!$A:$SI,MATCH($R$2&\"_\"&$B62,データシート2!$A$1:$SI$1,0),0)","v":0},{"$f":"VLOOKUP($D$3&\"_\"&AA$3,データシート2!$A:$SI,MATCH($R$2&\"_\"&$B62,データシート2!$A$1:$SI$1,0),0)","v":0},{"$f":"VLOOKUP($D$3&\"_\"&AB$3,データシート2!$A:$SI,MATCH($R$2&\"_\"&$B62,データシート2!$A$1:$SI$1,0),0)","v":0}]
[null,null,37,"通信業",null,null,{"$f":"VLOOKUP($D$3&\"_\"&G$3,データシート2!$A:$SI,MATCH($G$2&\"_\"&$C63,データシート2!$A$1:$SI$1,0),0)","v":0},{"$f":"VLOOKUP($D$3&\"_\"&H$3,データシート2!$A:$SI,MATCH($G$2&\"_\"&$C63,データシート2!$A$1:$SI$1,0),0)","v":0},{"$f":"VLOOKUP($D$3&\"_\"&I$3,データシート2!$A:$SI,MATCH($G$2&\"_\"&$C63,データシート2!$A$1:$SI$1,0),0)","v":0},{"$f":"VLOOKUP($D$3&\"_\"&J$3,データシート2!$A:$SI,MATCH($G$2&\"_\"&$C63,データシート2!$A$1:$SI$1,0),0)","v":0},{"$f":"VLOOKUP($D$3&\"_\"&K$3,データシート2!$A:$SI,MATCH($G$2&\"_\"&$C63,データシート2!$A$1:$SI$1,0),0)","v":0},{"$f":"VLOOKUP($D$3&\"_\"&L$3,データシート2!$A:$SI,MATCH($G$2&\"_\"&$C63,データシート2!$A$1:$SI$1,0),0)","v":0},{"$f":"VLOOKUP($D$3&\"_\"&M$3,データシート2!$A:$SI,MATCH($G$2&\"_\"&$C63,データシート2!$A$1:$SI$1,0),0)","v":0},{"$f":"VLOOKUP($D$3&\"_\"&N$3,データシート2!$A:$SI,MATCH($G$2&\"_\"&$C63,データシート2!$A$1:$SI$1,0),0)","v":0},{"$f":"VLOOKUP($D$3&\"_\"&O$3,データシート2!$A:$SI,MATCH($G$2&\"_\"&$C63,データシート2!$A$1:$SI$1,0),0)","v":0},{"$f":"VLOOKUP($D$3&\"_\"&P$3,データシート2!$A:$SI,MATCH($G$2&\"_\"&$C63,データシート2!$A$1:$SI$1,0),0)","v":0},{"$f":"VLOOKUP($D$3&\"_\"&Q$3,データシート2!$A:$SI,MATCH($G$2&\"_\"&$C63,データシート2!$A$1:$SI$1,0),0)","v":0},{"$f":"VLOOKUP($D$3&\"_\"&R$3,データシート2!$A:$SI,MATCH($R$2&\"_\"&$C63,データシート2!$A$1:$SI$1,0),0)","v":0},{"$f":"VLOOKUP($D$3&\"_\"&S$3,データシート2!$A:$SI,MATCH($R$2&\"_\"&$C63,データシート2!$A$1:$SI$1,0),0)","v":0},{"$f":"VLOOKUP($D$3&\"_\"&T$3,データシート2!$A:$SI,MATCH($R$2&\"_\"&$C63,データシート2!$A$1:$SI$1,0),0)","v":0},{"$f":"VLOOKUP($D$3&\"_\"&U$3,データシート2!$A:$SI,MATCH($R$2&\"_\"&$C63,データシート2!$A$1:$SI$1,0),0)","v":0},{"$f":"VLOOKUP($D$3&\"_\"&V$3,データシート2!$A:$SI,MATCH($R$2&\"_\"&$C63,データシート2!$A$1:$SI$1,0),0)","v":0},{"$f":"VLOOKUP($D$3&\"_\"&W$3,データシート2!$A:$SI,MATCH($R$2&\"_\"&$C63,データシート2!$A$1:$SI$1,0),0)","v":0},{"$f":"VLOOKUP($D$3&\"_\"&X$3,データシート2!$A:$SI,MATCH($R$2&\"_\"&$C63,データシート2!$A$1:$SI$1,0),0)","v":0},{"$f":"VLOOKUP($D$3&\"_\"&Y$3,データシート2!$A:$SI,MATCH($R$2&\"_\"&$C63,データシート2!$A$1:$SI$1,0),0)","v":0},{"$f":"VLOOKUP($D$3&\"_\"&Z$3,データシート2!$A:$SI,MATCH($R$2&\"_\"&$C63,データシート2!$A$1:$SI$1,0),0)","v":0},{"$f":"VLOOKUP($D$3&\"_\"&AA$3,データシート2!$A:$SI,MATCH($R$2&\"_\"&$C63,データシート2!$A$1:$SI$1,0),0)","v":0},{"$f":"VLOOKUP($D$3&\"_\"&AB$3,データシート2!$A:$SI,MATCH($R$2&\"_\"&$C63,データシート2!$A$1:$SI$1,0),0)","v":0}]
[null,null,38,"放送業",null,null,{"$f":"VLOOKUP($D$3&\"_\"&G$3,データシート2!$A:$SI,MATCH($G$2&\"_\"&$C64,データシート2!$A$1:$SI$1,0),0)","v":0},{"$f":"VLOOKUP($D$3&\"_\"&H$3,データシート2!$A:$SI,MATCH($G$2&\"_\"&$C64,データシート2!$A$1:$SI$1,0),0)","v":0},{"$f":"VLOOKUP($D$3&\"_\"&I$3,データシート2!$A:$SI,MATCH($G$2&\"_\"&$C64,データシート2!$A$1:$SI$1,0),0)","v":0},{"$f":"VLOOKUP($D$3&\"_\"&J$3,データシート2!$A:$SI,MATCH($G$2&\"_\"&$C64,データシート2!$A$1:$SI$1,0),0)","v":0},{"$f":"VLOOKUP($D$3&\"_\"&K$3,データシート2!$A:$SI,MATCH($G$2&\"_\"&$C64,データシート2!$A$1:$SI$1,0),0)","v":0},{"$f":"VLOOKUP($D$3&\"_\"&L$3,データシート2!$A:$SI,MATCH($G$2&\"_\"&$C64,データシート2!$A$1:$SI$1,0),0)","v":0},{"$f":"VLOOKUP($D$3&\"_\"&M$3,データシート2!$A:$SI,MATCH($G$2&\"_\"&$C64,データシート2!$A$1:$SI$1,0),0)","v":0},{"$f":"VLOOKUP($D$3&\"_\"&N$3,データシート2!$A:$SI,MATCH($G$2&\"_\"&$C64,データシート2!$A$1:$SI$1,0),0)","v":0},{"$f":"VLOOKUP($D$3&\"_\"&O$3,データシート2!$A:$SI,MATCH($G$2&\"_\"&$C64,データシート2!$A$1:$SI$1,0),0)","v":0},{"$f":"VLOOKUP($D$3&\"_\"&P$3,データシート2!$A:$SI,MATCH($G$2&\"_\"&$C64,データシート2!$A$1:$SI$1,0),0)","v":0},{"$f":"VLOOKUP($D$3&\"_\"&Q$3,データシート2!$A:$SI,MATCH($G$2&\"_\"&$C64,データシート2!$A$1:$SI$1,0),0)","v":0},{"$f":"VLOOKUP($D$3&\"_\"&R$3,データシート2!$A:$SI,MATCH($R$2&\"_\"&$C64,データシート2!$A$1:$SI$1,0),0)","v":0},{"$f":"VLOOKUP($D$3&\"_\"&S$3,データシート2!$A:$SI,MATCH($R$2&\"_\"&$C64,データシート2!$A$1:$SI$1,0),0)","v":0},{"$f":"VLOOKUP($D$3&\"_\"&T$3,データシート2!$A:$SI,MATCH($R$2&\"_\"&$C64,データシート2!$A$1:$SI$1,0),0)","v":0},{"$f":"VLOOKUP($D$3&\"_\"&U$3,データシート2!$A:$SI,MATCH($R$2&\"_\"&$C64,データシート2!$A$1:$SI$1,0),0)","v":0},{"$f":"VLOOKUP($D$3&\"_\"&V$3,データシート2!$A:$SI,MATCH($R$2&\"_\"&$C64,データシート2!$A$1:$SI$1,0),0)","v":0},{"$f":"VLOOKUP($D$3&\"_\"&W$3,データシート2!$A:$SI,MATCH($R$2&\"_\"&$C64,データシート2!$A$1:$SI$1,0),0)","v":0},{"$f":"VLOOKUP($D$3&\"_\"&X$3,データシート2!$A:$SI,MATCH($R$2&\"_\"&$C64,データシート2!$A$1:$SI$1,0),0)","v":0},{"$f":"VLOOKUP($D$3&\"_\"&Y$3,データシート2!$A:$SI,MATCH($R$2&\"_\"&$C64,データシート2!$A$1:$SI$1,0),0)","v":0},{"$f":"VLOOKUP($D$3&\"_\"&Z$3,データシート2!$A:$SI,MATCH($R$2&\"_\"&$C64,データシート2!$A$1:$SI$1,0),0)","v":0},{"$f":"VLOOKUP($D$3&\"_\"&AA$3,データシート2!$A:$SI,MATCH($R$2&\"_\"&$C64,データシート2!$A$1:$SI$1,0),0)","v":0},{"$f":"VLOOKUP($D$3&\"_\"&AB$3,データシート2!$A:$SI,MATCH($R$2&\"_\"&$C64,データシート2!$A$1:$SI$1,0),0)","v":0}]
[null,null,39,"情報サービス業",null,null,{"$f":"VLOOKUP($D$3&\"_\"&G$3,データシート2!$A:$SI,MATCH($G$2&\"_\"&$C65,データシート2!$A$1:$SI$1,0),0)","v":0},{"$f":"VLOOKUP($D$3&\"_\"&H$3,データシート2!$A:$SI,MATCH($G$2&\"_\"&$C65,データシート2!$A$1:$SI$1,0),0)","v":0},{"$f":"VLOOKUP($D$3&\"_\"&I$3,データシート2!$A:$SI,MATCH($G$2&\"_\"&$C65,データシート2!$A$1:$SI$1,0),0)","v":0},{"$f":"VLOOKUP($D$3&\"_\"&J$3,データシート2!$A:$SI,MATCH($G$2&\"_\"&$C65,データシート2!$A$1:$SI$1,0),0)","v":0},{"$f":"VLOOKUP($D$3&\"_\"&K$3,データシート2!$A:$SI,MATCH($G$2&\"_\"&$C65,データシート2!$A$1:$SI$1,0),0)","v":0},{"$f":"VLOOKUP($D$3&\"_\"&L$3,データシート2!$A:$SI,MATCH($G$2&\"_\"&$C65,データシート2!$A$1:$SI$1,0),0)","v":0},{"$f":"VLOOKUP($D$3&\"_\"&M$3,データシート2!$A:$SI,MATCH($G$2&\"_\"&$C65,データシート2!$A$1:$SI$1,0),0)","v":0},{"$f":"VLOOKUP($D$3&\"_\"&N$3,データシート2!$A:$SI,MATCH($G$2&\"_\"&$C65,データシート2!$A$1:$SI$1,0),0)","v":0},{"$f":"VLOOKUP($D$3&\"_\"&O$3,データシート2!$A:$SI,MATCH($G$2&\"_\"&$C65,データシート2!$A$1:$SI$1,0),0)","v":0},{"$f":"VLOOKUP($D$3&\"_\"&P$3,データシート2!$A:$SI,MATCH($G$2&\"_\"&$C65,データシート2!$A$1:$SI$1,0),0)","v":0},{"$f":"VLOOKUP($D$3&\"_\"&Q$3,データシート2!$A:$SI,MATCH($G$2&\"_\"&$C65,データシート2!$A$1:$SI$1,0),0)","v":0},{"$f":"VLOOKUP($D$3&\"_\"&R$3,データシート2!$A:$SI,MATCH($R$2&\"_\"&$C65,データシート2!$A$1:$SI$1,0),0)","v":0},{"$f":"VLOOKUP($D$3&\"_\"&S$3,データシート2!$A:$SI,MATCH($R$2&\"_\"&$C65,データシート2!$A$1:$SI$1,0),0)","v":0},{"$f":"VLOOKUP($D$3&\"_\"&T$3,データシート2!$A:$SI,MATCH($R$2&\"_\"&$C65,データシート2!$A$1:$SI$1,0),0)","v":0},{"$f":"VLOOKUP($D$3&\"_\"&U$3,データシート2!$A:$SI,MATCH($R$2&\"_\"&$C65,データシート2!$A$1:$SI$1,0),0)","v":0},{"$f":"VLOOKUP($D$3&\"_\"&V$3,データシート2!$A:$SI,MATCH($R$2&\"_\"&$C65,データシート2!$A$1:$SI$1,0),0)","v":0},{"$f":"VLOOKUP($D$3&\"_\"&W$3,データシート2!$A:$SI,MATCH($R$2&\"_\"&$C65,データシート2!$A$1:$SI$1,0),0)","v":0},{"$f":"VLOOKUP($D$3&\"_\"&X$3,データシート2!$A:$SI,MATCH($R$2&\"_\"&$C65,データシート2!$A$1:$SI$1,0),0)","v":0},{"$f":"VLOOKUP($D$3&\"_\"&Y$3,データシート2!$A:$SI,MATCH($R$2&\"_\"&$C65,データシート2!$A$1:$SI$1,0),0)","v":0},{"$f":"VLOOKUP($D$3&\"_\"&Z$3,データシート2!$A:$SI,MATCH($R$2&\"_\"&$C65,データシート2!$A$1:$SI$1,0),0)","v":0},{"$f":"VLOOKUP($D$3&\"_\"&AA$3,データシート2!$A:$SI,MATCH($R$2&\"_\"&$C65,データシート2!$A$1:$SI$1,0),0)","v":0},{"$f":"VLOOKUP($D$3&\"_\"&AB$3,データシート2!$A:$SI,MATCH($R$2&\"_\"&$C65,データシート2!$A$1:$SI$1,0),0)","v":0}]
[null,null,40,"インターネット附随サービス業",null,null,{"$f":"VLOOKUP($D$3&\"_\"&G$3,データシート2!$A:$SI,MATCH($G$2&\"_\"&$C66,データシート2!$A$1:$SI$1,0),0)","v":0},{"$f":"VLOOKUP($D$3&\"_\"&H$3,データシート2!$A:$SI,MATCH($G$2&\"_\"&$C66,データシート2!$A$1:$SI$1,0),0)","v":0},{"$f":"VLOOKUP($D$3&\"_\"&I$3,データシート2!$A:$SI,MATCH($G$2&\"_\"&$C66,データシート2!$A$1:$SI$1,0),0)","v":0},{"$f":"VLOOKUP($D$3&\"_\"&J$3,データシート2!$A:$SI,MATCH($G$2&\"_\"&$C66,データシート2!$A$1:$SI$1,0),0)","v":0},{"$f":"VLOOKUP($D$3&\"_\"&K$3,データシート2!$A:$SI,MATCH($G$2&\"_\"&$C66,データシート2!$A$1:$SI$1,0),0)","v":0},{"$f":"VLOOKUP($D$3&\"_\"&L$3,データシート2!$A:$SI,MATCH($G$2&\"_\"&$C66,データシート2!$A$1:$SI$1,0),0)","v":0},{"$f":"VLOOKUP($D$3&\"_\"&M$3,データシート2!$A:$SI,MATCH($G$2&\"_\"&$C66,データシート2!$A$1:$SI$1,0),0)","v":0},{"$f":"VLOOKUP($D$3&\"_\"&N$3,データシート2!$A:$SI,MATCH($G$2&\"_\"&$C66,データシート2!$A$1:$SI$1,0),0)","v":0},{"$f":"VLOOKUP($D$3&\"_\"&O$3,データシート2!$A:$SI,MATCH($G$2&\"_\"&$C66,データシート2!$A$1:$SI$1,0),0)","v":0},{"$f":"VLOOKUP($D$3&\"_\"&P$3,データシート2!$A:$SI,MATCH($G$2&\"_\"&$C66,データシート2!$A$1:$SI$1,0),0)","v":0},{"$f":"VLOOKUP($D$3&\"_\"&Q$3,データシート2!$A:$SI,MATCH($G$2&\"_\"&$C66,データシート2!$A$1:$SI$1,0),0)","v":0},{"$f":"VLOOKUP($D$3&\"_\"&R$3,データシート2!$A:$SI,MATCH($R$2&\"_\"&$C66,データシート2!$A$1:$SI$1,0),0)","v":0},{"$f":"VLOOKUP($D$3&\"_\"&S$3,データシート2!$A:$SI,MATCH($R$2&\"_\"&$C66,データシート2!$A$1:$SI$1,0),0)","v":0},{"$f":"VLOOKUP($D$3&\"_\"&T$3,データシート2!$A:$SI,MATCH($R$2&\"_\"&$C66,データシート2!$A$1:$SI$1,0),0)","v":0},{"$f":"VLOOKUP($D$3&\"_\"&U$3,データシート2!$A:$SI,MATCH($R$2&\"_\"&$C66,データシート2!$A$1:$SI$1,0),0)","v":0},{"$f":"VLOOKUP($D$3&\"_\"&V$3,データシート2!$A:$SI,MATCH($R$2&\"_\"&$C66,データシート2!$A$1:$SI$1,0),0)","v":0},{"$f":"VLOOKUP($D$3&\"_\"&W$3,データシート2!$A:$SI,MATCH($R$2&\"_\"&$C66,データシート2!$A$1:$SI$1,0),0)","v":0},{"$f":"VLOOKUP($D$3&\"_\"&X$3,データシート2!$A:$SI,MATCH($R$2&\"_\"&$C66,データシート2!$A$1:$SI$1,0),0)","v":0},{"$f":"VLOOKUP($D$3&\"_\"&Y$3,データシート2!$A:$SI,MATCH($R$2&\"_\"&$C66,データシート2!$A$1:$SI$1,0),0)","v":0},{"$f":"VLOOKUP($D$3&\"_\"&Z$3,データシート2!$A:$SI,MATCH($R$2&\"_\"&$C66,データシート2!$A$1:$SI$1,0),0)","v":0},{"$f":"VLOOKUP($D$3&\"_\"&AA$3,データシート2!$A:$SI,MATCH($R$2&\"_\"&$C66,データシート2!$A$1:$SI$1,0),0)","v":0},{"$f":"VLOOKUP($D$3&\"_\"&AB$3,データシート2!$A:$SI,MATCH($R$2&\"_\"&$C66,データシート2!$A$1:$SI$1,0),0)","v":0}]
[null,null,41,"映像・音声・文字情報制作業",null,null,{"$f":"VLOOKUP($D$3&\"_\"&G$3,データシート2!$A:$SI,MATCH($G$2&\"_\"&$C67,データシート2!$A$1:$SI$1,0),0)","v":0},{"$f":"VLOOKUP($D$3&\"_\"&H$3,データシート2!$A:$SI,MATCH($G$2&\"_\"&$C67,データシート2!$A$1:$SI$1,0),0)","v":0},{"$f":"VLOOKUP($D$3&\"_\"&I$3,データシート2!$A:$SI,MATCH($G$2&\"_\"&$C67,データシート2!$A$1:$SI$1,0),0)","v":0},{"$f":"VLOOKUP($D$3&\"_\"&J$3,データシート2!$A:$SI,MATCH($G$2&\"_\"&$C67,データシート2!$A$1:$SI$1,0),0)","v":0},{"$f":"VLOOKUP($D$3&\"_\"&K$3,データシート2!$A:$SI,MATCH($G$2&\"_\"&$C67,データシート2!$A$1:$SI$1,0),0)","v":0},{"$f":"VLOOKUP($D$3&\"_\"&L$3,データシート2!$A:$SI,MATCH($G$2&\"_\"&$C67,データシート2!$A$1:$SI$1,0),0)","v":0},{"$f":"VLOOKUP($D$3&\"_\"&M$3,データシート2!$A:$SI,MATCH($G$2&\"_\"&$C67,データシート2!$A$1:$SI$1,0),0)","v":0},{"$f":"VLOOKUP($D$3&\"_\"&N$3,データシート2!$A:$SI,MATCH($G$2&\"_\"&$C67,データシート2!$A$1:$SI$1,0),0)","v":0},{"$f":"VLOOKUP($D$3&\"_\"&O$3,データシート2!$A:$SI,MATCH($G$2&\"_\"&$C67,データシート2!$A$1:$SI$1,0),0)","v":0},{"$f":"VLOOKUP($D$3&\"_\"&P$3,データシート2!$A:$SI,MATCH($G$2&\"_\"&$C67,データシート2!$A$1:$SI$1,0),0)","v":0},{"$f":"VLOOKUP($D$3&\"_\"&Q$3,データシート2!$A:$SI,MATCH($G$2&\"_\"&$C67,データシート2!$A$1:$SI$1,0),0)","v":0},{"$f":"VLOOKUP($D$3&\"_\"&R$3,データシート2!$A:$SI,MATCH($R$2&\"_\"&$C67,データシート2!$A$1:$SI$1,0),0)","v":0},{"$f":"VLOOKUP($D$3&\"_\"&S$3,データシート2!$A:$SI,MATCH($R$2&\"_\"&$C67,データシート2!$A$1:$SI$1,0),0)","v":0},{"$f":"VLOOKUP($D$3&\"_\"&T$3,データシート2!$A:$SI,MATCH($R$2&\"_\"&$C67,データシート2!$A$1:$SI$1,0),0)","v":0},{"$f":"VLOOKUP($D$3&\"_\"&U$3,データシート2!$A:$SI,MATCH($R$2&\"_\"&$C67,データシート2!$A$1:$SI$1,0),0)","v":0},{"$f":"VLOOKUP($D$3&\"_\"&V$3,データシート2!$A:$SI,MATCH($R$2&\"_\"&$C67,データシート2!$A$1:$SI$1,0),0)","v":0},{"$f":"VLOOKUP($D$3&\"_\"&W$3,データシート2!$A:$SI,MATCH($R$2&\"_\"&$C67,データシート2!$A$1:$SI$1,0),0)","v":0},{"$f":"VLOOKUP($D$3&\"_\"&X$3,データシート2!$A:$SI,MATCH($R$2&\"_\"&$C67,データシート2!$A$1:$SI$1,0),0)","v":0},{"$f":"VLOOKUP($D$3&\"_\"&Y$3,データシート2!$A:$SI,MATCH($R$2&\"_\"&$C67,データシート2!$A$1:$SI$1,0),0)","v":0},{"$f":"VLOOKUP($D$3&\"_\"&Z$3,データシート2!$A:$SI,MATCH($R$2&\"_\"&$C67,データシート2!$A$1:$SI$1,0),0)","v":0},{"$f":"VLOOKUP($D$3&\"_\"&AA$3,データシート2!$A:$SI,MATCH($R$2&\"_\"&$C67,データシート2!$A$1:$SI$1,0),0)","v":0},{"$f":"VLOOKUP($D$3&\"_\"&AB$3,データシート2!$A:$SI,MATCH($R$2&\"_\"&$C67,データシート2!$A$1:$SI$1,0),0)","v":0}]
[null,"H","運輸業，郵便業",{"$nulls":3},{"$f":"VLOOKUP($D$3&\"_\"&G$3,データシート2!$A:$SI,MATCH($G$2&\"_\"&$B68,データシート2!$A$1:$SI$1,0),0)","v":0},{"$f":"VLOOKUP($D$3&\"_\"&H$3,データシート2!$A:$SI,MATCH($G$2&\"_\"&$B68,データシート2!$A$1:$SI$1,0),0)","v":0},{"$f":"VLOOKUP($D$3&\"_\"&I$3,データシート2!$A:$SI,MATCH($G$2&\"_\"&$B68,データシート2!$A$1:$SI$1,0),0)","v":0},{"$f":"VLOOKUP($D$3&\"_\"&J$3,データシート2!$A:$SI,MATCH($G$2&\"_\"&$B68,データシート2!$A$1:$SI$1,0),0)","v":0},{"$f":"VLOOKUP($D$3&\"_\"&K$3,データシート2!$A:$SI,MATCH($G$2&\"_\"&$B68,データシート2!$A$1:$SI$1,0),0)","v":0},{"$f":"VLOOKUP($D$3&\"_\"&L$3,データシート2!$A:$SI,MATCH($G$2&\"_\"&$B68,データシート2!$A$1:$SI$1,0),0)","v":0},{"$f":"VLOOKUP($D$3&\"_\"&M$3,データシート2!$A:$SI,MATCH($G$2&\"_\"&$B68,データシート2!$A$1:$SI$1,0),0)","v":0},{"$f":"VLOOKUP($D$3&\"_\"&N$3,データシート2!$A:$SI,MATCH($G$2&\"_\"&$B68,データシート2!$A$1:$SI$1,0),0)","v":0},{"$f":"VLOOKUP($D$3&\"_\"&O$3,データシート2!$A:$SI,MATCH($G$2&\"_\"&$B68,データシート2!$A$1:$SI$1,0),0)","v":0},{"$f":"VLOOKUP($D$3&\"_\"&P$3,データシート2!$A:$SI,MATCH($G$2&\"_\"&$B68,データシート2!$A$1:$SI$1,0),0)","v":0},{"$f":"VLOOKUP($D$3&\"_\"&Q$3,データシート2!$A:$SI,MATCH($G$2&\"_\"&$B68,データシート2!$A$1:$SI$1,0),0)","v":0},{"$f":"VLOOKUP($D$3&\"_\"&R$3,データシート2!$A:$SI,MATCH($R$2&\"_\"&$B68,データシート2!$A$1:$SI$1,0),0)","v":0},{"$f":"VLOOKUP($D$3&\"_\"&S$3,データシート2!$A:$SI,MATCH($R$2&\"_\"&$B68,データシート2!$A$1:$SI$1,0),0)","v":0},{"$f":"VLOOKUP($D$3&\"_\"&T$3,データシート2!$A:$SI,MATCH($R$2&\"_\"&$B68,データシート2!$A$1:$SI$1,0),0)","v":0},{"$f":"VLOOKUP($D$3&\"_\"&U$3,データシート2!$A:$SI,MATCH($R$2&\"_\"&$B68,データシート2!$A$1:$SI$1,0),0)","v":0},{"$f":"VLOOKUP($D$3&\"_\"&V$3,データシート2!$A:$SI,MATCH($R$2&\"_\"&$B68,データシート2!$A$1:$SI$1,0),0)","v":0},{"$f":"VLOOKUP($D$3&\"_\"&W$3,データシート2!$A:$SI,MATCH($R$2&\"_\"&$B68,データシート2!$A$1:$SI$1,0),0)","v":0},{"$f":"VLOOKUP($D$3&\"_\"&X$3,データシート2!$A:$SI,MATCH($R$2&\"_\"&$B68,データシート2!$A$1:$SI$1,0),0)","v":0},{"$f":"VLOOKUP($D$3&\"_\"&Y$3,データシート2!$A:$SI,MATCH($R$2&\"_\"&$B68,データシート2!$A$1:$SI$1,0),0)","v":0},{"$f":"VLOOKUP($D$3&\"_\"&Z$3,データシート2!$A:$SI,MATCH($R$2&\"_\"&$B68,データシート2!$A$1:$SI$1,0),0)","v":0},{"$f":"VLOOKUP($D$3&\"_\"&AA$3,データシート2!$A:$SI,MATCH($R$2&\"_\"&$B68,データシート2!$A$1:$SI$1,0),0)","v":0},{"$f":"VLOOKUP($D$3&\"_\"&AB$3,データシート2!$A:$SI,MATCH($R$2&\"_\"&$B68,データシート2!$A$1:$SI$1,0),0)","v":0}]
[null,null,42,"鉄道業",null,null,{"$f":"VLOOKUP($D$3&\"_\"&G$3,データシート2!$A:$SI,MATCH($G$2&\"_\"&$C69,データシート2!$A$1:$SI$1,0),0)","v":0},{"$f":"VLOOKUP($D$3&\"_\"&H$3,データシート2!$A:$SI,MATCH($G$2&\"_\"&$C69,データシート2!$A$1:$SI$1,0),0)","v":0},{"$f":"VLOOKUP($D$3&\"_\"&I$3,データシート2!$A:$SI,MATCH($G$2&\"_\"&$C69,データシート2!$A$1:$SI$1,0),0)","v":0},{"$f":"VLOOKUP($D$3&\"_\"&J$3,データシート2!$A:$SI,MATCH($G$2&\"_\"&$C69,データシート2!$A$1:$SI$1,0),0)","v":0},{"$f":"VLOOKUP($D$3&\"_\"&K$3,データシート2!$A:$SI,MATCH($G$2&\"_\"&$C69,データシート2!$A$1:$SI$1,0),0)","v":0},{"$f":"VLOOKUP($D$3&\"_\"&L$3,データシート2!$A:$SI,MATCH($G$2&\"_\"&$C69,データシート2!$A$1:$SI$1,0),0)","v":0},{"$f":"VLOOKUP($D$3&\"_\"&M$3,データシート2!$A:$SI,MATCH($G$2&\"_\"&$C69,データシート2!$A$1:$SI$1,0),0)","v":0},{"$f":"VLOOKUP($D$3&\"_\"&N$3,データシート2!$A:$SI,MATCH($G$2&\"_\"&$C69,データシート2!$A$1:$SI$1,0),0)","v":0},{"$f":"VLOOKUP($D$3&\"_\"&O$3,データシート2!$A:$SI,MATCH($G$2&\"_\"&$C69,データシート2!$A$1:$SI$1,0),0)","v":0},{"$f":"VLOOKUP($D$3&\"_\"&P$3,データシート2!$A:$SI,MATCH($G$2&\"_\"&$C69,データシート2!$A$1:$SI$1,0),0)","v":0},{"$f":"VLOOKUP($D$3&\"_\"&Q$3,データシート2!$A:$SI,MATCH($G$2&\"_\"&$C69,データシート2!$A$1:$SI$1,0),0)","v":0},{"$f":"VLOOKUP($D$3&\"_\"&R$3,データシート2!$A:$SI,MATCH($R$2&\"_\"&$C69,データシート2!$A$1:$SI$1,0),0)","v":0},{"$f":"VLOOKUP($D$3&\"_\"&S$3,データシート2!$A:$SI,MATCH($R$2&\"_\"&$C69,データシート2!$A$1:$SI$1,0),0)","v":0},{"$f":"VLOOKUP($D$3&\"_\"&T$3,データシート2!$A:$SI,MATCH($R$2&\"_\"&$C69,データシート2!$A$1:$SI$1,0),0)","v":0},{"$f":"VLOOKUP($D$3&\"_\"&U$3,データシート2!$A:$SI,MATCH($R$2&\"_\"&$C69,データシート2!$A$1:$SI$1,0),0)","v":0},{"$f":"VLOOKUP($D$3&\"_\"&V$3,データシート2!$A:$SI,MATCH($R$2&\"_\"&$C69,データシート2!$A$1:$SI$1,0),0)","v":0},{"$f":"VLOOKUP($D$3&\"_\"&W$3,データシート2!$A:$SI,MATCH($R$2&\"_\"&$C69,データシート2!$A$1:$SI$1,0),0)","v":0},{"$f":"VLOOKUP($D$3&\"_\"&X$3,データシート2!$A:$SI,MATCH($R$2&\"_\"&$C69,データシート2!$A$1:$SI$1,0),0)","v":0},{"$f":"VLOOKUP($D$3&\"_\"&Y$3,データシート2!$A:$SI,MATCH($R$2&\"_\"&$C69,データシート2!$A$1:$SI$1,0),0)","v":0},{"$f":"VLOOKUP($D$3&\"_\"&Z$3,データシート2!$A:$SI,MATCH($R$2&\"_\"&$C69,データシート2!$A$1:$SI$1,0),0)","v":0},{"$f":"VLOOKUP($D$3&\"_\"&AA$3,データシート2!$A:$SI,MATCH($R$2&\"_\"&$C69,データシート2!$A$1:$SI$1,0),0)","v":0},{"$f":"VLOOKUP($D$3&\"_\"&AB$3,データシート2!$A:$SI,MATCH($R$2&\"_\"&$C69,データシート2!$A$1:$SI$1,0),0)","v":0}]
[null,null,43,"道路旅客運送業",null,null,{"$f":"VLOOKUP($D$3&\"_\"&G$3,データシート2!$A:$SI,MATCH($G$2&\"_\"&$C70,データシート2!$A$1:$SI$1,0),0)","v":0},{"$f":"VLOOKUP($D$3&\"_\"&H$3,データシート2!$A:$SI,MATCH($G$2&\"_\"&$C70,データシート2!$A$1:$SI$1,0),0)","v":0},{"$f":"VLOOKUP($D$3&\"_\"&I$3,データシート2!$A:$SI,MATCH($G$2&\"_\"&$C70,データシート2!$A$1:$SI$1,0),0)","v":0},{"$f":"VLOOKUP($D$3&\"_\"&J$3,データシート2!$A:$SI,MATCH($G$2&\"_\"&$C70,データシート2!$A$1:$SI$1,0),0)","v":0},{"$f":"VLOOKUP($D$3&\"_\"&K$3,データシート2!$A:$SI,MATCH($G$2&\"_\"&$C70,データシート2!$A$1:$SI$1,0),0)","v":0},{"$f":"VLOOKUP($D$3&\"_\"&L$3,データシート2!$A:$SI,MATCH($G$2&\"_\"&$C70,データシート2!$A$1:$SI$1,0),0)","v":0},{"$f":"VLOOKUP($D$3&\"_\"&M$3,データシート2!$A:$SI,MATCH($G$2&\"_\"&$C70,データシート2!$A$1:$SI$1,0),0)","v":0},{"$f":"VLOOKUP($D$3&\"_\"&N$3,データシート2!$A:$SI,MATCH($G$2&\"_\"&$C70,データシート2!$A$1:$SI$1,0),0)","v":0},{"$f":"VLOOKUP($D$3&\"_\"&O$3,データシート2!$A:$SI,MATCH($G$2&\"_\"&$C70,データシート2!$A$1:$SI$1,0),0)","v":0},{"$f":"VLOOKUP($D$3&\"_\"&P$3,データシート2!$A:$SI,MATCH($G$2&\"_\"&$C70,データシート2!$A$1:$SI$1,0),0)","v":0},{"$f":"VLOOKUP($D$3&\"_\"&Q$3,データシート2!$A:$SI,MATCH($G$2&\"_\"&$C70,データシート2!$A$1:$SI$1,0),0)","v":0},{"$f":"VLOOKUP($D$3&\"_\"&R$3,データシート2!$A:$SI,MATCH($R$2&\"_\"&$C70,データシート2!$A$1:$SI$1,0),0)","v":0},{"$f":"VLOOKUP($D$3&\"_\"&S$3,データシート2!$A:$SI,MATCH($R$2&\"_\"&$C70,データシート2!$A$1:$SI$1,0),0)","v":0},{"$f":"VLOOKUP($D$3&\"_\"&T$3,データシート2!$A:$SI,MATCH($R$2&\"_\"&$C70,データシート2!$A$1:$SI$1,0),0)","v":0},{"$f":"VLOOKUP($D$3&\"_\"&U$3,データシート2!$A:$SI,MATCH($R$2&\"_\"&$C70,データシート2!$A$1:$SI$1,0),0)","v":0},{"$f":"VLOOKUP($D$3&\"_\"&V$3,データシート2!$A:$SI,MATCH($R$2&\"_\"&$C70,データシート2!$A$1:$SI$1,0),0)","v":0},{"$f":"VLOOKUP($D$3&\"_\"&W$3,データシート2!$A:$SI,MATCH($R$2&\"_\"&$C70,データシート2!$A$1:$SI$1,0),0)","v":0},{"$f":"VLOOKUP($D$3&\"_\"&X$3,データシート2!$A:$SI,MATCH($R$2&\"_\"&$C70,データシート2!$A$1:$SI$1,0),0)","v":0},{"$f":"VLOOKUP($D$3&\"_\"&Y$3,データシート2!$A:$SI,MATCH($R$2&\"_\"&$C70,データシート2!$A$1:$SI$1,0),0)","v":0},{"$f":"VLOOKUP($D$3&\"_\"&Z$3,データシート2!$A:$SI,MATCH($R$2&\"_\"&$C70,データシート2!$A$1:$SI$1,0),0)","v":0},{"$f":"VLOOKUP($D$3&\"_\"&AA$3,データシート2!$A:$SI,MATCH($R$2&\"_\"&$C70,データシート2!$A$1:$SI$1,0),0)","v":0},{"$f":"VLOOKUP($D$3&\"_\"&AB$3,データシート2!$A:$SI,MATCH($R$2&\"_\"&$C70,データシート2!$A$1:$SI$1,0),0)","v":0}]
[null,null,44,"道路貨物運送業",null,null,{"$f":"VLOOKUP($D$3&\"_\"&G$3,データシート2!$A:$SI,MATCH($G$2&\"_\"&$C71,データシート2!$A$1:$SI$1,0),0)","v":0},{"$f":"VLOOKUP($D$3&\"_\"&H$3,データシート2!$A:$SI,MATCH($G$2&\"_\"&$C71,データシート2!$A$1:$SI$1,0),0)","v":0},{"$f":"VLOOKUP($D$3&\"_\"&I$3,データシート2!$A:$SI,MATCH($G$2&\"_\"&$C71,データシート2!$A$1:$SI$1,0),0)","v":0},{"$f":"VLOOKUP($D$3&\"_\"&J$3,データシート2!$A:$SI,MATCH($G$2&\"_\"&$C71,データシート2!$A$1:$SI$1,0),0)","v":0},{"$f":"VLOOKUP($D$3&\"_\"&K$3,データシート2!$A:$SI,MATCH($G$2&\"_\"&$C71,データシート2!$A$1:$SI$1,0),0)","v":0},{"$f":"VLOOKUP($D$3&\"_\"&L$3,データシート2!$A:$SI,MATCH($G$2&\"_\"&$C71,データシート2!$A$1:$SI$1,0),0)","v":0},{"$f":"VLOOKUP($D$3&\"_\"&M$3,データシート2!$A:$SI,MATCH($G$2&\"_\"&$C71,データシート2!$A$1:$SI$1,0),0)","v":0},{"$f":"VLOOKUP($D$3&\"_\"&N$3,データシート2!$A:$SI,MATCH($G$2&\"_\"&$C71,データシート2!$A$1:$SI$1,0),0)","v":0},{"$f":"VLOOKUP($D$3&\"_\"&O$3,データシート2!$A:$SI,MATCH($G$2&\"_\"&$C71,データシート2!$A$1:$SI$1,0),0)","v":0},{"$f":"VLOOKUP($D$3&\"_\"&P$3,データシート2!$A:$SI,MATCH($G$2&\"_\"&$C71,データシート2!$A$1:$SI$1,0),0)","v":0},{"$f":"VLOOKUP($D$3&\"_\"&Q$3,データシート2!$A:$SI,MATCH($G$2&\"_\"&$C71,データシート2!$A$1:$SI$1,0),0)","v":0},{"$f":"VLOOKUP($D$3&\"_\"&R$3,データシート2!$A:$SI,MATCH($R$2&\"_\"&$C71,データシート2!$A$1:$SI$1,0),0)","v":0},{"$f":"VLOOKUP($D$3&\"_\"&S$3,データシート2!$A:$SI,MATCH($R$2&\"_\"&$C71,データシート2!$A$1:$SI$1,0),0)","v":0},{"$f":"VLOOKUP($D$3&\"_\"&T$3,データシート2!$A:$SI,MATCH($R$2&\"_\"&$C71,データシート2!$A$1:$SI$1,0),0)","v":0},{"$f":"VLOOKUP($D$3&\"_\"&U$3,データシート2!$A:$SI,MATCH($R$2&\"_\"&$C71,データシート2!$A$1:$SI$1,0),0)","v":0},{"$f":"VLOOKUP($D$3&\"_\"&V$3,データシート2!$A:$SI,MATCH($R$2&\"_\"&$C71,データシート2!$A$1:$SI$1,0),0)","v":0},{"$f":"VLOOKUP($D$3&\"_\"&W$3,データシート2!$A:$SI,MATCH($R$2&\"_\"&$C71,データシート2!$A$1:$SI$1,0),0)","v":0},{"$f":"VLOOKUP($D$3&\"_\"&X$3,データシート2!$A:$SI,MATCH($R$2&\"_\"&$C71,データシート2!$A$1:$SI$1,0),0)","v":0},{"$f":"VLOOKUP($D$3&\"_\"&Y$3,データシート2!$A:$SI,MATCH($R$2&\"_\"&$C71,データシート2!$A$1:$SI$1,0),0)","v":0},{"$f":"VLOOKUP($D$3&\"_\"&Z$3,データシート2!$A:$SI,MATCH($R$2&\"_\"&$C71,データシート2!$A$1:$SI$1,0),0)","v":0},{"$f":"VLOOKUP($D$3&\"_\"&AA$3,データシート2!$A:$SI,MATCH($R$2&\"_\"&$C71,データシート2!$A$1:$SI$1,0),0)","v":0},{"$f":"VLOOKUP($D$3&\"_\"&AB$3,データシート2!$A:$SI,MATCH($R$2&\"_\"&$C71,データシート2!$A$1:$SI$1,0),0)","v":0}]
[null,null,45,"水運業",null,null,{"$f":"VLOOKUP($D$3&\"_\"&G$3,データシート2!$A:$SI,MATCH($G$2&\"_\"&$C72,データシート2!$A$1:$SI$1,0),0)","v":0},{"$f":"VLOOKUP($D$3&\"_\"&H$3,データシート2!$A:$SI,MATCH($G$2&\"_\"&$C72,データシート2!$A$1:$SI$1,0),0)","v":0},{"$f":"VLOOKUP($D$3&\"_\"&I$3,データシート2!$A:$SI,MATCH($G$2&\"_\"&$C72,データシート2!$A$1:$SI$1,0),0)","v":0},{"$f":"VLOOKUP($D$3&\"_\"&J$3,データシート2!$A:$SI,MATCH($G$2&\"_\"&$C72,データシート2!$A$1:$SI$1,0),0)","v":0},{"$f":"VLOOKUP($D$3&\"_\"&K$3,データシート2!$A:$SI,MATCH($G$2&\"_\"&$C72,データシート2!$A$1:$SI$1,0),0)","v":0},{"$f":"VLOOKUP($D$3&\"_\"&L$3,データシート2!$A:$SI,MATCH($G$2&\"_\"&$C72,データシート2!$A$1:$SI$1,0),0)","v":0},{"$f":"VLOOKUP($D$3&\"_\"&M$3,データシート2!$A:$SI,MATCH($G$2&\"_\"&$C72,データシート2!$A$1:$SI$1,0),0)","v":0},{"$f":"VLOOKUP($D$3&\"_\"&N$3,データシート2!$A:$SI,MATCH($G$2&\"_\"&$C72,データシート2!$A$1:$SI$1,0),0)","v":0},{"$f":"VLOOKUP($D$3&\"_\"&O$3,データシート2!$A:$SI,MATCH($G$2&\"_\"&$C72,データシート2!$A$1:$SI$1,0),0)","v":0},{"$f":"VLOOKUP($D$3&\"_\"&P$3,データシート2!$A:$SI,MATCH($G$2&\"_\"&$C72,データシート2!$A$1:$SI$1,0),0)","v":0},{"$f":"VLOOKUP($D$3&\"_\"&Q$3,データシート2!$A:$SI,MATCH($G$2&\"_\"&$C72,データシート2!$A$1:$SI$1,0),0)","v":0},{"$f":"VLOOKUP($D$3&\"_\"&R$3,データシート2!$A:$SI,MATCH($R$2&\"_\"&$C72,データシート2!$A$1:$SI$1,0),0)","v":0},{"$f":"VLOOKUP($D$3&\"_\"&S$3,データシート2!$A:$SI,MATCH($R$2&\"_\"&$C72,データシート2!$A$1:$SI$1,0),0)","v":0},{"$f":"VLOOKUP($D$3&\"_\"&T$3,データシート2!$A:$SI,MATCH($R$2&\"_\"&$C72,データシート2!$A$1:$SI$1,0),0)","v":0},{"$f":"VLOOKUP($D$3&\"_\"&U$3,データシート2!$A:$SI,MATCH($R$2&\"_\"&$C72,データシート2!$A$1:$SI$1,0),0)","v":0},{"$f":"VLOOKUP($D$3&\"_\"&V$3,データシート2!$A:$SI,MATCH($R$2&\"_\"&$C72,データシート2!$A$1:$SI$1,0),0)","v":0},{"$f":"VLOOKUP($D$3&\"_\"&W$3,データシート2!$A:$SI,MATCH($R$2&\"_\"&$C72,データシート2!$A$1:$SI$1,0),0)","v":0},{"$f":"VLOOKUP($D$3&\"_\"&X$3,データシート2!$A:$SI,MATCH($R$2&\"_\"&$C72,データシート2!$A$1:$SI$1,0),0)","v":0},{"$f":"VLOOKUP($D$3&\"_\"&Y$3,データシート2!$A:$SI,MATCH($R$2&\"_\"&$C72,データシート2!$A$1:$SI$1,0),0)","v":0},{"$f":"VLOOKUP($D$3&\"_\"&Z$3,データシート2!$A:$SI,MATCH($R$2&\"_\"&$C72,データシート2!$A$1:$SI$1,0),0)","v":0},{"$f":"VLOOKUP($D$3&\"_\"&AA$3,データシート2!$A:$SI,MATCH($R$2&\"_\"&$C72,データシート2!$A$1:$SI$1,0),0)","v":0},{"$f":"VLOOKUP($D$3&\"_\"&AB$3,データシート2!$A:$SI,MATCH($R$2&\"_\"&$C72,データシート2!$A$1:$SI$1,0),0)","v":0}]
[null,null,46,"航空運輸業",null,null,{"$f":"VLOOKUP($D$3&\"_\"&G$3,データシート2!$A:$SI,MATCH($G$2&\"_\"&$C73,データシート2!$A$1:$SI$1,0),0)","v":0},{"$f":"VLOOKUP($D$3&\"_\"&H$3,データシート2!$A:$SI,MATCH($G$2&\"_\"&$C73,データシート2!$A$1:$SI$1,0),0)","v":0},{"$f":"VLOOKUP($D$3&\"_\"&I$3,データシート2!$A:$SI,MATCH($G$2&\"_\"&$C73,データシート2!$A$1:$SI$1,0),0)","v":0},{"$f":"VLOOKUP($D$3&\"_\"&J$3,データシート2!$A:$SI,MATCH($G$2&\"_\"&$C73,データシート2!$A$1:$SI$1,0),0)","v":0},{"$f":"VLOOKUP($D$3&\"_\"&K$3,データシート2!$A:$SI,MATCH($G$2&\"_\"&$C73,データシート2!$A$1:$SI$1,0),0)","v":0},{"$f":"VLOOKUP($D$3&\"_\"&L$3,データシート2!$A:$SI,MATCH($G$2&\"_\"&$C73,データシート2!$A$1:$SI$1,0),0)","v":0},{"$f":"VLOOKUP($D$3&\"_\"&M$3,データシート2!$A:$SI,MATCH($G$2&\"_\"&$C73,データシート2!$A$1:$SI$1,0),0)","v":0},{"$f":"VLOOKUP($D$3&\"_\"&N$3,データシート2!$A:$SI,MATCH($G$2&\"_\"&$C73,データシート2!$A$1:$SI$1,0),0)","v":0},{"$f":"VLOOKUP($D$3&\"_\"&O$3,データシート2!$A:$SI,MATCH($G$2&\"_\"&$C73,データシート2!$A$1:$SI$1,0),0)","v":0},{"$f":"VLOOKUP($D$3&\"_\"&P$3,データシート2!$A:$SI,MATCH($G$2&\"_\"&$C73,データシート2!$A$1:$SI$1,0),0)","v":0},{"$f":"VLOOKUP($D$3&\"_\"&Q$3,データシート2!$A:$SI,MATCH($G$2&\"_\"&$C73,データシート2!$A$1:$SI$1,0),0)","v":0},{"$f":"VLOOKUP($D$3&\"_\"&R$3,データシート2!$A:$SI,MATCH($R$2&\"_\"&$C73,データシート2!$A$1:$SI$1,0),0)","v":0},{"$f":"VLOOKUP($D$3&\"_\"&S$3,データシート2!$A:$SI,MATCH($R$2&\"_\"&$C73,データシート2!$A$1:$SI$1,0),0)","v":0},{"$f":"VLOOKUP($D$3&\"_\"&T$3,データシート2!$A:$SI,MATCH($R$2&\"_\"&$C73,データシート2!$A$1:$SI$1,0),0)","v":0},{"$f":"VLOOKUP($D$3&\"_\"&U$3,データシート2!$A:$SI,MATCH($R$2&\"_\"&$C73,データシート2!$A$1:$SI$1,0),0)","v":0},{"$f":"VLOOKUP($D$3&\"_\"&V$3,データシート2!$A:$SI,MATCH($R$2&\"_\"&$C73,データシート2!$A$1:$SI$1,0),0)","v":0},{"$f":"VLOOKUP($D$3&\"_\"&W$3,データシート2!$A:$SI,MATCH($R$2&\"_\"&$C73,データシート2!$A$1:$SI$1,0),0)","v":0},{"$f":"VLOOKUP($D$3&\"_\"&X$3,データシート2!$A:$SI,MATCH($R$2&\"_\"&$C73,データシート2!$A$1:$SI$1,0),0)","v":0},{"$f":"VLOOKUP($D$3&\"_\"&Y$3,データシート2!$A:$SI,MATCH($R$2&\"_\"&$C73,データシート2!$A$1:$SI$1,0),0)","v":0},{"$f":"VLOOKUP($D$3&\"_\"&Z$3,データシート2!$A:$SI,MATCH($R$2&\"_\"&$C73,データシート2!$A$1:$SI$1,0),0)","v":0},{"$f":"VLOOKUP($D$3&\"_\"&AA$3,データシート2!$A:$SI,MATCH($R$2&\"_\"&$C73,データシート2!$A$1:$SI$1,0),0)","v":0},{"$f":"VLOOKUP($D$3&\"_\"&AB$3,データシート2!$A:$SI,MATCH($R$2&\"_\"&$C73,データシート2!$A$1:$SI$1,0),0)","v":0}]
[null,null,47,"倉庫業",null,null,{"$f":"VLOOKUP($D$3&\"_\"&G$3,データシート2!$A:$SI,MATCH($G$2&\"_\"&$C74,データシート2!$A$1:$SI$1,0),0)","v":0},{"$f":"VLOOKUP($D$3&\"_\"&H$3,データシート2!$A:$SI,MATCH($G$2&\"_\"&$C74,データシート2!$A$1:$SI$1,0),0)","v":0},{"$f":"VLOOKUP($D$3&\"_\"&I$3,データシート2!$A:$SI,MATCH($G$2&\"_\"&$C74,データシート2!$A$1:$SI$1,0),0)","v":0},{"$f":"VLOOKUP($D$3&\"_\"&J$3,データシート2!$A:$SI,MATCH($G$2&\"_\"&$C74,データシート2!$A$1:$SI$1,0),0)","v":0},{"$f":"VLOOKUP($D$3&\"_\"&K$3,データシート2!$A:$SI,MATCH($G$2&\"_\"&$C74,データシート2!$A$1:$SI$1,0),0)","v":0},{"$f":"VLOOKUP($D$3&\"_\"&L$3,データシート2!$A:$SI,MATCH($G$2&\"_\"&$C74,データシート2!$A$1:$SI$1,0),0)","v":0},{"$f":"VLOOKUP($D$3&\"_\"&M$3,データシート2!$A:$SI,MATCH($G$2&\"_\"&$C74,データシート2!$A$1:$SI$1,0),0)","v":0},{"$f":"VLOOKUP($D$3&\"_\"&N$3,データシート2!$A:$SI,MATCH($G$2&\"_\"&$C74,データシート2!$A$1:$SI$1,0),0)","v":0},{"$f":"VLOOKUP($D$3&\"_\"&O$3,データシート2!$A:$SI,MATCH($G$2&\"_\"&$C74,データシート2!$A$1:$SI$1,0),0)","v":0},{"$f":"VLOOKUP($D$3&\"_\"&P$3,データシート2!$A:$SI,MATCH($G$2&\"_\"&$C74,データシート2!$A$1:$SI$1,0),0)","v":0},{"$f":"VLOOKUP($D$3&\"_\"&Q$3,データシート2!$A:$SI,MATCH($G$2&\"_\"&$C74,データシート2!$A$1:$SI$1,0),0)","v":0},{"$f":"VLOOKUP($D$3&\"_\"&R$3,データシート2!$A:$SI,MATCH($R$2&\"_\"&$C74,データシート2!$A$1:$SI$1,0),0)","v":0},{"$f":"VLOOKUP($D$3&\"_\"&S$3,データシート2!$A:$SI,MATCH($R$2&\"_\"&$C74,データシート2!$A$1:$SI$1,0),0)","v":0},{"$f":"VLOOKUP($D$3&\"_\"&T$3,データシート2!$A:$SI,MATCH($R$2&\"_\"&$C74,データシート2!$A$1:$SI$1,0),0)","v":0},{"$f":"VLOOKUP($D$3&\"_\"&U$3,データシート2!$A:$SI,MATCH($R$2&\"_\"&$C74,データシート2!$A$1:$SI$1,0),0)","v":0},{"$f":"VLOOKUP($D$3&\"_\"&V$3,データシート2!$A:$SI,MATCH($R$2&\"_\"&$C74,データシート2!$A$1:$SI$1,0),0)","v":0},{"$f":"VLOOKUP($D$3&\"_\"&W$3,データシート2!$A:$SI,MATCH($R$2&\"_\"&$C74,データシート2!$A$1:$SI$1,0),0)","v":0},{"$f":"VLOOKUP($D$3&\"_\"&X$3,データシート2!$A:$SI,MATCH($R$2&\"_\"&$C74,データシート2!$A$1:$SI$1,0),0)","v":0},{"$f":"VLOOKUP($D$3&\"_\"&Y$3,データシート2!$A:$SI,MATCH($R$2&\"_\"&$C74,データシート2!$A$1:$SI$1,0),0)","v":0},{"$f":"VLOOKUP($D$3&\"_\"&Z$3,データシート2!$A:$SI,MATCH($R$2&\"_\"&$C74,データシート2!$A$1:$SI$1,0),0)","v":0},{"$f":"VLOOKUP($D$3&\"_\"&AA$3,データシート2!$A:$SI,MATCH($R$2&\"_\"&$C74,データシート2!$A$1:$SI$1,0),0)","v":0},{"$f":"VLOOKUP($D$3&\"_\"&AB$3,データシート2!$A:$SI,MATCH($R$2&\"_\"&$C74,データシート2!$A$1:$SI$1,0),0)","v":0}]
[null,null,48,"運輸に附帯するサービス業",null,null,{"$f":"VLOOKUP($D$3&\"_\"&G$3,データシート2!$A:$SI,MATCH($G$2&\"_\"&$C75,データシート2!$A$1:$SI$1,0),0)","v":0},{"$f":"VLOOKUP($D$3&\"_\"&H$3,データシート2!$A:$SI,MATCH($G$2&\"_\"&$C75,データシート2!$A$1:$SI$1,0),0)","v":0},{"$f":"VLOOKUP($D$3&\"_\"&I$3,データシート2!$A:$SI,MATCH($G$2&\"_\"&$C75,データシート2!$A$1:$SI$1,0),0)","v":0},{"$f":"VLOOKUP($D$3&\"_\"&J$3,データシート2!$A:$SI,MATCH($G$2&\"_\"&$C75,データシート2!$A$1:$SI$1,0),0)","v":0},{"$f":"VLOOKUP($D$3&\"_\"&K$3,データシート2!$A:$SI,MATCH($G$2&\"_\"&$C75,データシート2!$A$1:$SI$1,0),0)","v":0},{"$f":"VLOOKUP($D$3&\"_\"&L$3,データシート2!$A:$SI,MATCH($G$2&\"_\"&$C75,データシート2!$A$1:$SI$1,0),0)","v":0},{"$f":"VLOOKUP($D$3&\"_\"&M$3,データシート2!$A:$SI,MATCH($G$2&\"_\"&$C75,データシート2!$A$1:$SI$1,0),0)","v":0},{"$f":"VLOOKUP($D$3&\"_\"&N$3,データシート2!$A:$SI,MATCH($G$2&\"_\"&$C75,データシート2!$A$1:$SI$1,0),0)","v":0},{"$f":"VLOOKUP($D$3&\"_\"&O$3,データシート2!$A:$SI,MATCH($G$2&\"_\"&$C75,データシート2!$A$1:$SI$1,0),0)","v":0},{"$f":"VLOOKUP($D$3&\"_\"&P$3,データシート2!$A:$SI,MATCH($G$2&\"_\"&$C75,データシート2!$A$1:$SI$1,0),0)","v":0},{"$f":"VLOOKUP($D$3&\"_\"&Q$3,データシート2!$A:$SI,MATCH($G$2&\"_\"&$C75,データシート2!$A$1:$SI$1,0),0)","v":0},{"$f":"VLOOKUP($D$3&\"_\"&R$3,データシート2!$A:$SI,MATCH($R$2&\"_\"&$C75,データシート2!$A$1:$SI$1,0),0)","v":0},{"$f":"VLOOKUP($D$3&\"_\"&S$3,データシート2!$A:$SI,MATCH($R$2&\"_\"&$C75,データシート2!$A$1:$SI$1,0),0)","v":0},{"$f":"VLOOKUP($D$3&\"_\"&T$3,データシート2!$A:$SI,MATCH($R$2&\"_\"&$C75,データシート2!$A$1:$SI$1,0),0)","v":0},{"$f":"VLOOKUP($D$3&\"_\"&U$3,データシート2!$A:$SI,MATCH($R$2&\"_\"&$C75,データシート2!$A$1:$SI$1,0),0)","v":0},{"$f":"VLOOKUP($D$3&\"_\"&V$3,データシート2!$A:$SI,MATCH($R$2&\"_\"&$C75,データシート2!$A$1:$SI$1,0),0)","v":0},{"$f":"VLOOKUP($D$3&\"_\"&W$3,データシート2!$A:$SI,MATCH($R$2&\"_\"&$C75,データシート2!$A$1:$SI$1,0),0)","v":0},{"$f":"VLOOKUP($D$3&\"_\"&X$3,データシート2!$A:$SI,MATCH($R$2&\"_\"&$C75,データシート2!$A$1:$SI$1,0),0)","v":0},{"$f":"VLOOKUP($D$3&\"_\"&Y$3,データシート2!$A:$SI,MATCH($R$2&\"_\"&$C75,データシート2!$A$1:$SI$1,0),0)","v":0},{"$f":"VLOOKUP($D$3&\"_\"&Z$3,データシート2!$A:$SI,MATCH($R$2&\"_\"&$C75,データシート2!$A$1:$SI$1,0),0)","v":0},{"$f":"VLOOKUP($D$3&\"_\"&AA$3,データシート2!$A:$SI,MATCH($R$2&\"_\"&$C75,データシート2!$A$1:$SI$1,0),0)","v":0},{"$f":"VLOOKUP($D$3&\"_\"&AB$3,データシート2!$A:$SI,MATCH($R$2&\"_\"&$C75,データシート2!$A$1:$SI$1,0),0)","v":0}]
[null,null,49,"郵便業（信書便事業を含む）",null,null,{"$f":"VLOOKUP($D$3&\"_\"&G$3,データシート2!$A:$SI,MATCH($G$2&\"_\"&$C76,データシート2!$A$1:$SI$1,0),0)","v":0},{"$f":"VLOOKUP($D$3&\"_\"&H$3,データシート2!$A:$SI,MATCH($G$2&\"_\"&$C76,データシート2!$A$1:$SI$1,0),0)","v":0},{"$f":"VLOOKUP($D$3&\"_\"&I$3,データシート2!$A:$SI,MATCH($G$2&\"_\"&$C76,データシート2!$A$1:$SI$1,0),0)","v":0},{"$f":"VLOOKUP($D$3&\"_\"&J$3,データシート2!$A:$SI,MATCH($G$2&\"_\"&$C76,データシート2!$A$1:$SI$1,0),0)","v":0},{"$f":"VLOOKUP($D$3&\"_\"&K$3,データシート2!$A:$SI,MATCH($G$2&\"_\"&$C76,データシート2!$A$1:$SI$1,0),0)","v":0},{"$f":"VLOOKUP($D$3&\"_\"&L$3,データシート2!$A:$SI,MATCH($G$2&\"_\"&$C76,データシート2!$A$1:$SI$1,0),0)","v":0},{"$f":"VLOOKUP($D$3&\"_\"&M$3,データシート2!$A:$SI,MATCH($G$2&\"_\"&$C76,データシート2!$A$1:$SI$1,0),0)","v":0},{"$f":"VLOOKUP($D$3&\"_\"&N$3,データシート2!$A:$SI,MATCH($G$2&\"_\"&$C76,データシート2!$A$1:$SI$1,0),0)","v":0},{"$f":"VLOOKUP($D$3&\"_\"&O$3,データシート2!$A:$SI,MATCH($G$2&\"_\"&$C76,データシート2!$A$1:$SI$1,0),0)","v":0},{"$f":"VLOOKUP($D$3&\"_\"&P$3,データシート2!$A:$SI,MATCH($G$2&\"_\"&$C76,データシート2!$A$1:$SI$1,0),0)","v":0},{"$f":"VLOOKUP($D$3&\"_\"&Q$3,データシート2!$A:$SI,MATCH($G$2&\"_\"&$C76,データシート2!$A$1:$SI$1,0),0)","v":0},{"$f":"VLOOKUP($D$3&\"_\"&R$3,データシート2!$A:$SI,MATCH($R$2&\"_\"&$C76,データシート2!$A$1:$SI$1,0),0)","v":0},{"$f":"VLOOKUP($D$3&\"_\"&S$3,データシート2!$A:$SI,MATCH($R$2&\"_\"&$C76,データシート2!$A$1:$SI$1,0),0)","v":0},{"$f":"VLOOKUP($D$3&\"_\"&T$3,データシート2!$A:$SI,MATCH($R$2&\"_\"&$C76,データシート2!$A$1:$SI$1,0),0)","v":0},{"$f":"VLOOKUP($D$3&\"_\"&U$3,データシート2!$A:$SI,MATCH($R$2&\"_\"&$C76,データシート2!$A$1:$SI$1,0),0)","v":0},{"$f":"VLOOKUP($D$3&\"_\"&V$3,データシート2!$A:$SI,MATCH($R$2&\"_\"&$C76,データシート2!$A$1:$SI$1,0),0)","v":0},{"$f":"VLOOKUP($D$3&\"_\"&W$3,データシート2!$A:$SI,MATCH($R$2&\"_\"&$C76,データシート2!$A$1:$SI$1,0),0)","v":0},{"$f":"VLOOKUP($D$3&\"_\"&X$3,データシート2!$A:$SI,MATCH($R$2&\"_\"&$C76,データシート2!$A$1:$SI$1,0),0)","v":0},{"$f":"VLOOKUP($D$3&\"_\"&Y$3,データシート2!$A:$SI,MATCH($R$2&\"_\"&$C76,データシート2!$A$1:$SI$1,0),0)","v":0},{"$f":"VLOOKUP($D$3&\"_\"&Z$3,データシート2!$A:$SI,MATCH($R$2&\"_\"&$C76,データシート2!$A$1:$SI$1,0),0)","v":0},{"$f":"VLOOKUP($D$3&\"_\"&AA$3,データシート2!$A:$SI,MATCH($R$2&\"_\"&$C76,データシート2!$A$1:$SI$1,0),0)","v":0},{"$f":"VLOOKUP($D$3&\"_\"&AB$3,データシート2!$A:$SI,MATCH($R$2&\"_\"&$C76,データシート2!$A$1:$SI$1,0),0)","v":0}]
[null,"I","卸売業，小売業",{"$nulls":3},{"$f":"VLOOKUP($D$3&\"_\"&G$3,データシート2!$A:$SI,MATCH($G$2&\"_\"&$B77,データシート2!$A$1:$SI$1,0),0)","v":0},{"$f":"VLOOKUP($D$3&\"_\"&H$3,データシート2!$A:$SI,MATCH($G$2&\"_\"&$B77,データシート2!$A$1:$SI$1,0),0)","v":0},{"$f":"VLOOKUP($D$3&\"_\"&I$3,データシート2!$A:$SI,MATCH($G$2&\"_\"&$B77,データシート2!$A$1:$SI$1,0),0)","v":0},{"$f":"VLOOKUP($D$3&\"_\"&J$3,データシート2!$A:$SI,MATCH($G$2&\"_\"&$B77,データシート2!$A$1:$SI$1,0),0)","v":0},{"$f":"VLOOKUP($D$3&\"_\"&K$3,データシート2!$A:$SI,MATCH($G$2&\"_\"&$B77,データシート2!$A$1:$SI$1,0),0)","v":0},{"$f":"VLOOKUP($D$3&\"_\"&L$3,データシート2!$A:$SI,MATCH($G$2&\"_\"&$B77,データシート2!$A$1:$SI$1,0),0)","v":0},{"$f":"VLOOKUP($D$3&\"_\"&M$3,データシート2!$A:$SI,MATCH($G$2&\"_\"&$B77,データシート2!$A$1:$SI$1,0),0)","v":0},{"$f":"VLOOKUP($D$3&\"_\"&N$3,データシート2!$A:$SI,MATCH($G$2&\"_\"&$B77,データシート2!$A$1:$SI$1,0),0)","v":0},{"$f":"VLOOKUP($D$3&\"_\"&O$3,データシート2!$A:$SI,MATCH($G$2&\"_\"&$B77,データシート2!$A$1:$SI$1,0),0)","v":0},{"$f":"VLOOKUP($D$3&\"_\"&P$3,データシート2!$A:$SI,MATCH($G$2&\"_\"&$B77,データシート2!$A$1:$SI$1,0),0)","v":0},{"$f":"VLOOKUP($D$3&\"_\"&Q$3,データシート2!$A:$SI,MATCH($G$2&\"_\"&$B77,データシート2!$A$1:$SI$1,0),0)","v":0},{"$f":"VLOOKUP($D$3&\"_\"&R$3,データシート2!$A:$SI,MATCH($R$2&\"_\"&$B77,データシート2!$A$1:$SI$1,0),0)","v":0},{"$f":"VLOOKUP($D$3&\"_\"&S$3,データシート2!$A:$SI,MATCH($R$2&\"_\"&$B77,データシート2!$A$1:$SI$1,0),0)","v":0},{"$f":"VLOOKUP($D$3&\"_\"&T$3,データシート2!$A:$SI,MATCH($R$2&\"_\"&$B77,データシート2!$A$1:$SI$1,0),0)","v":0},{"$f":"VLOOKUP($D$3&\"_\"&U$3,データシート2!$A:$SI,MATCH($R$2&\"_\"&$B77,データシート2!$A$1:$SI$1,0),0)","v":0},{"$f":"VLOOKUP($D$3&\"_\"&V$3,データシート2!$A:$SI,MATCH($R$2&\"_\"&$B77,データシート2!$A$1:$SI$1,0),0)","v":0},{"$f":"VLOOKUP($D$3&\"_\"&W$3,データシート2!$A:$SI,MATCH($R$2&\"_\"&$B77,データシート2!$A$1:$SI$1,0),0)","v":0},{"$f":"VLOOKUP($D$3&\"_\"&X$3,データシート2!$A:$SI,MATCH($R$2&\"_\"&$B77,データシート2!$A$1:$SI$1,0),0)","v":0},{"$f":"VLOOKUP($D$3&\"_\"&Y$3,データシート2!$A:$SI,MATCH($R$2&\"_\"&$B77,データシート2!$A$1:$SI$1,0),0)","v":0},{"$f":"VLOOKUP($D$3&\"_\"&Z$3,データシート2!$A:$SI,MATCH($R$2&\"_\"&$B77,データシート2!$A$1:$SI$1,0),0)","v":0},{"$f":"VLOOKUP($D$3&\"_\"&AA$3,データシート2!$A:$SI,MATCH($R$2&\"_\"&$B77,データシート2!$A$1:$SI$1,0),0)","v":0},{"$f":"VLOOKUP($D$3&\"_\"&AB$3,データシート2!$A:$SI,MATCH($R$2&\"_\"&$B77,データシート2!$A$1:$SI$1,0),0)","v":0}]
[null,null,50,"各種商品卸売業",null,null,{"$f":"VLOOKUP($D$3&\"_\"&G$3,データシート2!$A:$SI,MATCH($G$2&\"_\"&$C78,データシート2!$A$1:$SI$1,0),0)","v":0},{"$f":"VLOOKUP($D$3&\"_\"&H$3,データシート2!$A:$SI,MATCH($G$2&\"_\"&$C78,データシート2!$A$1:$SI$1,0),0)","v":0},{"$f":"VLOOKUP($D$3&\"_\"&I$3,データシート2!$A:$SI,MATCH($G$2&\"_\"&$C78,データシート2!$A$1:$SI$1,0),0)","v":0},{"$f":"VLOOKUP($D$3&\"_\"&J$3,データシート2!$A:$SI,MATCH($G$2&\"_\"&$C78,データシート2!$A$1:$SI$1,0),0)","v":0},{"$f":"VLOOKUP($D$3&\"_\"&K$3,データシート2!$A:$SI,MATCH($G$2&\"_\"&$C78,データシート2!$A$1:$SI$1,0),0)","v":0},{"$f":"VLOOKUP($D$3&\"_\"&L$3,データシート2!$A:$SI,MATCH($G$2&\"_\"&$C78,データシート2!$A$1:$SI$1,0),0)","v":0},{"$f":"VLOOKUP($D$3&\"_\"&M$3,データシート2!$A:$SI,MATCH($G$2&\"_\"&$C78,データシート2!$A$1:$SI$1,0),0)","v":0},{"$f":"VLOOKUP($D$3&\"_\"&N$3,データシート2!$A:$SI,MATCH($G$2&\"_\"&$C78,データシート2!$A$1:$SI$1,0),0)","v":0},{"$f":"VLOOKUP($D$3&\"_\"&O$3,データシート2!$A:$SI,MATCH($G$2&\"_\"&$C78,データシート2!$A$1:$SI$1,0),0)","v":0},{"$f":"VLOOKUP($D$3&\"_\"&P$3,データシート2!$A:$SI,MATCH($G$2&\"_\"&$C78,データシート2!$A$1:$SI$1,0),0)","v":0},{"$f":"VLOOKUP($D$3&\"_\"&Q$3,データシート2!$A:$SI,MATCH($G$2&\"_\"&$C78,データシート2!$A$1:$SI$1,0),0)","v":0},{"$f":"VLOOKUP($D$3&\"_\"&R$3,データシート2!$A:$SI,MATCH($R$2&\"_\"&$C78,データシート2!$A$1:$SI$1,0),0)","v":0},{"$f":"VLOOKUP($D$3&\"_\"&S$3,データシート2!$A:$SI,MATCH($R$2&\"_\"&$C78,データシート2!$A$1:$SI$1,0),0)","v":0},{"$f":"VLOOKUP($D$3&\"_\"&T$3,データシート2!$A:$SI,MATCH($R$2&\"_\"&$C78,データシート2!$A$1:$SI$1,0),0)","v":0},{"$f":"VLOOKUP($D$3&\"_\"&U$3,データシート2!$A:$SI,MATCH($R$2&\"_\"&$C78,データシート2!$A$1:$SI$1,0),0)","v":0},{"$f":"VLOOKUP($D$3&\"_\"&V$3,データシート2!$A:$SI,MATCH($R$2&\"_\"&$C78,データシート2!$A$1:$SI$1,0),0)","v":0},{"$f":"VLOOKUP($D$3&\"_\"&W$3,データシート2!$A:$SI,MATCH($R$2&\"_\"&$C78,データシート2!$A$1:$SI$1,0),0)","v":0},{"$f":"VLOOKUP($D$3&\"_\"&X$3,データシート2!$A:$SI,MATCH($R$2&\"_\"&$C78,データシート2!$A$1:$SI$1,0),0)","v":0},{"$f":"VLOOKUP($D$3&\"_\"&Y$3,データシート2!$A:$SI,MATCH($R$2&\"_\"&$C78,データシート2!$A$1:$SI$1,0),0)","v":0},{"$f":"VLOOKUP($D$3&\"_\"&Z$3,データシート2!$A:$SI,MATCH($R$2&\"_\"&$C78,データシート2!$A$1:$SI$1,0),0)","v":0},{"$f":"VLOOKUP($D$3&\"_\"&AA$3,データシート2!$A:$SI,MATCH($R$2&\"_\"&$C78,データシート2!$A$1:$SI$1,0),0)","v":0},{"$f":"VLOOKUP($D$3&\"_\"&AB$3,データシート2!$A:$SI,MATCH($R$2&\"_\"&$C78,データシート2!$A$1:$SI$1,0),0)","v":0}]
[null,null,51,"繊維・衣服等卸売業",null,null,{"$f":"VLOOKUP($D$3&\"_\"&G$3,データシート2!$A:$SI,MATCH($G$2&\"_\"&$C79,データシート2!$A$1:$SI$1,0),0)","v":0},{"$f":"VLOOKUP($D$3&\"_\"&H$3,データシート2!$A:$SI,MATCH($G$2&\"_\"&$C79,データシート2!$A$1:$SI$1,0),0)","v":0},{"$f":"VLOOKUP($D$3&\"_\"&I$3,データシート2!$A:$SI,MATCH($G$2&\"_\"&$C79,データシート2!$A$1:$SI$1,0),0)","v":0},{"$f":"VLOOKUP($D$3&\"_\"&J$3,データシート2!$A:$SI,MATCH($G$2&\"_\"&$C79,データシート2!$A$1:$SI$1,0),0)","v":0},{"$f":"VLOOKUP($D$3&\"_\"&K$3,データシート2!$A:$SI,MATCH($G$2&\"_\"&$C79,データシート2!$A$1:$SI$1,0),0)","v":0},{"$f":"VLOOKUP($D$3&\"_\"&L$3,データシート2!$A:$SI,MATCH($G$2&\"_\"&$C79,データシート2!$A$1:$SI$1,0),0)","v":0},{"$f":"VLOOKUP($D$3&\"_\"&M$3,データシート2!$A:$SI,MATCH($G$2&\"_\"&$C79,データシート2!$A$1:$SI$1,0),0)","v":0},{"$f":"VLOOKUP($D$3&\"_\"&N$3,データシート2!$A:$SI,MATCH($G$2&\"_\"&$C79,データシート2!$A$1:$SI$1,0),0)","v":0},{"$f":"VLOOKUP($D$3&\"_\"&O$3,データシート2!$A:$SI,MATCH($G$2&\"_\"&$C79,データシート2!$A$1:$SI$1,0),0)","v":0},{"$f":"VLOOKUP($D$3&\"_\"&P$3,データシート2!$A:$SI,MATCH($G$2&\"_\"&$C79,データシート2!$A$1:$SI$1,0),0)","v":0},{"$f":"VLOOKUP($D$3&\"_\"&Q$3,データシート2!$A:$SI,MATCH($G$2&\"_\"&$C79,データシート2!$A$1:$SI$1,0),0)","v":0},{"$f":"VLOOKUP($D$3&\"_\"&R$3,データシート2!$A:$SI,MATCH($R$2&\"_\"&$C79,データシート2!$A$1:$SI$1,0),0)","v":0},{"$f":"VLOOKUP($D$3&\"_\"&S$3,データシート2!$A:$SI,MATCH($R$2&\"_\"&$C79,データシート2!$A$1:$SI$1,0),0)","v":0},{"$f":"VLOOKUP($D$3&\"_\"&T$3,データシート2!$A:$SI,MATCH($R$2&\"_\"&$C79,データシート2!$A$1:$SI$1,0),0)","v":0},{"$f":"VLOOKUP($D$3&\"_\"&U$3,データシート2!$A:$SI,MATCH($R$2&\"_\"&$C79,データシート2!$A$1:$SI$1,0),0)","v":0},{"$f":"VLOOKUP($D$3&\"_\"&V$3,データシート2!$A:$SI,MATCH($R$2&\"_\"&$C79,データシート2!$A$1:$SI$1,0),0)","v":0},{"$f":"VLOOKUP($D$3&\"_\"&W$3,データシート2!$A:$SI,MATCH($R$2&\"_\"&$C79,データシート2!$A$1:$SI$1,0),0)","v":0},{"$f":"VLOOKUP($D$3&\"_\"&X$3,データシート2!$A:$SI,MATCH($R$2&\"_\"&$C79,データシート2!$A$1:$SI$1,0),0)","v":0},{"$f":"VLOOKUP($D$3&\"_\"&Y$3,データシート2!$A:$SI,MATCH($R$2&\"_\"&$C79,データシート2!$A$1:$SI$1,0),0)","v":0},{"$f":"VLOOKUP($D$3&\"_\"&Z$3,データシート2!$A:$SI,MATCH($R$2&\"_\"&$C79,データシート2!$A$1:$SI$1,0),0)","v":0},{"$f":"VLOOKUP($D$3&\"_\"&AA$3,データシート2!$A:$SI,MATCH($R$2&\"_\"&$C79,データシート2!$A$1:$SI$1,0),0)","v":0},{"$f":"VLOOKUP($D$3&\"_\"&AB$3,データシート2!$A:$SI,MATCH($R$2&\"_\"&$C79,データシート2!$A$1:$SI$1,0),0)","v":0}]
[null,null,52,"飲食料品卸売業",null,null,{"$f":"VLOOKUP($D$3&\"_\"&G$3,データシート2!$A:$SI,MATCH($G$2&\"_\"&$C80,データシート2!$A$1:$SI$1,0),0)","v":0},{"$f":"VLOOKUP($D$3&\"_\"&H$3,データシート2!$A:$SI,MATCH($G$2&\"_\"&$C80,データシート2!$A$1:$SI$1,0),0)","v":0},{"$f":"VLOOKUP($D$3&\"_\"&I$3,データシート2!$A:$SI,MATCH($G$2&\"_\"&$C80,データシート2!$A$1:$SI$1,0),0)","v":0},{"$f":"VLOOKUP($D$3&\"_\"&J$3,データシート2!$A:$SI,MATCH($G$2&\"_\"&$C80,データシート2!$A$1:$SI$1,0),0)","v":0},{"$f":"VLOOKUP($D$3&\"_\"&K$3,データシート2!$A:$SI,MATCH($G$2&\"_\"&$C80,データシート2!$A$1:$SI$1,0),0)","v":0},{"$f":"VLOOKUP($D$3&\"_\"&L$3,データシート2!$A:$SI,MATCH($G$2&\"_\"&$C80,データシート2!$A$1:$SI$1,0),0)","v":0},{"$f":"VLOOKUP($D$3&\"_\"&M$3,データシート2!$A:$SI,MATCH($G$2&\"_\"&$C80,データシート2!$A$1:$SI$1,0),0)","v":0},{"$f":"VLOOKUP($D$3&\"_\"&N$3,データシート2!$A:$SI,MATCH($G$2&\"_\"&$C80,データシート2!$A$1:$SI$1,0),0)","v":0},{"$f":"VLOOKUP($D$3&\"_\"&O$3,データシート2!$A:$SI,MATCH($G$2&\"_\"&$C80,データシート2!$A$1:$SI$1,0),0)","v":0},{"$f":"VLOOKUP($D$3&\"_\"&P$3,データシート2!$A:$SI,MATCH($G$2&\"_\"&$C80,データシート2!$A$1:$SI$1,0),0)","v":0},{"$f":"VLOOKUP($D$3&\"_\"&Q$3,データシート2!$A:$SI,MATCH($G$2&\"_\"&$C80,データシート2!$A$1:$SI$1,0),0)","v":0},{"$f":"VLOOKUP($D$3&\"_\"&R$3,データシート2!$A:$SI,MATCH($R$2&\"_\"&$C80,データシート2!$A$1:$SI$1,0),0)","v":0},{"$f":"VLOOKUP($D$3&\"_\"&S$3,データシート2!$A:$SI,MATCH($R$2&\"_\"&$C80,データシート2!$A$1:$SI$1,0),0)","v":0},{"$f":"VLOOKUP($D$3&\"_\"&T$3,データシート2!$A:$SI,MATCH($R$2&\"_\"&$C80,データシート2!$A$1:$SI$1,0),0)","v":0},{"$f":"VLOOKUP($D$3&\"_\"&U$3,データシート2!$A:$SI,MATCH($R$2&\"_\"&$C80,データシート2!$A$1:$SI$1,0),0)","v":0},{"$f":"VLOOKUP($D$3&\"_\"&V$3,データシート2!$A:$SI,MATCH($R$2&\"_\"&$C80,データシート2!$A$1:$SI$1,0),0)","v":0},{"$f":"VLOOKUP($D$3&\"_\"&W$3,データシート2!$A:$SI,MATCH($R$2&\"_\"&$C80,データシート2!$A$1:$SI$1,0),0)","v":0},{"$f":"VLOOKUP($D$3&\"_\"&X$3,データシート2!$A:$SI,MATCH($R$2&\"_\"&$C80,データシート2!$A$1:$SI$1,0),0)","v":0},{"$f":"VLOOKUP($D$3&\"_\"&Y$3,データシート2!$A:$SI,MATCH($R$2&\"_\"&$C80,データシート2!$A$1:$SI$1,0),0)","v":0},{"$f":"VLOOKUP($D$3&\"_\"&Z$3,データシート2!$A:$SI,MATCH($R$2&\"_\"&$C80,データシート2!$A$1:$SI$1,0),0)","v":0},{"$f":"VLOOKUP($D$3&\"_\"&AA$3,データシート2!$A:$SI,MATCH($R$2&\"_\"&$C80,データシート2!$A$1:$SI$1,0),0)","v":0},{"$f":"VLOOKUP($D$3&\"_\"&AB$3,データシート2!$A:$SI,MATCH($R$2&\"_\"&$C80,データシート2!$A$1:$SI$1,0),0)","v":0}]
[null,null,53,"建築材料，鉱物・金属材料等卸売業",null,null,{"$f":"VLOOKUP($D$3&\"_\"&G$3,データシート2!$A:$SI,MATCH($G$2&\"_\"&$C81,データシート2!$A$1:$SI$1,0),0)","v":0},{"$f":"VLOOKUP($D$3&\"_\"&H$3,データシート2!$A:$SI,MATCH($G$2&\"_\"&$C81,データシート2!$A$1:$SI$1,0),0)","v":0},{"$f":"VLOOKUP($D$3&\"_\"&I$3,データシート2!$A:$SI,MATCH($G$2&\"_\"&$C81,データシート2!$A$1:$SI$1,0),0)","v":0},{"$f":"VLOOKUP($D$3&\"_\"&J$3,データシート2!$A:$SI,MATCH($G$2&\"_\"&$C81,データシート2!$A$1:$SI$1,0),0)","v":0},{"$f":"VLOOKUP($D$3&\"_\"&K$3,データシート2!$A:$SI,MATCH($G$2&\"_\"&$C81,データシート2!$A$1:$SI$1,0),0)","v":0},{"$f":"VLOOKUP($D$3&\"_\"&L$3,データシート2!$A:$SI,MATCH($G$2&\"_\"&$C81,データシート2!$A$1:$SI$1,0),0)","v":0},{"$f":"VLOOKUP($D$3&\"_\"&M$3,データシート2!$A:$SI,MATCH($G$2&\"_\"&$C81,データシート2!$A$1:$SI$1,0),0)","v":0},{"$f":"VLOOKUP($D$3&\"_\"&N$3,データシート2!$A:$SI,MATCH($G$2&\"_\"&$C81,データシート2!$A$1:$SI$1,0),0)","v":0},{"$f":"VLOOKUP($D$3&\"_\"&O$3,データシート2!$A:$SI,MATCH($G$2&\"_\"&$C81,データシート2!$A$1:$SI$1,0),0)","v":0},{"$f":"VLOOKUP($D$3&\"_\"&P$3,データシート2!$A:$SI,MATCH($G$2&\"_\"&$C81,データシート2!$A$1:$SI$1,0),0)","v":0},{"$f":"VLOOKUP($D$3&\"_\"&Q$3,データシート2!$A:$SI,MATCH($G$2&\"_\"&$C81,データシート2!$A$1:$SI$1,0),0)","v":0},{"$f":"VLOOKUP($D$3&\"_\"&R$3,データシート2!$A:$SI,MATCH($R$2&\"_\"&$C81,データシート2!$A$1:$SI$1,0),0)","v":0},{"$f":"VLOOKUP($D$3&\"_\"&S$3,データシート2!$A:$SI,MATCH($R$2&\"_\"&$C81,データシート2!$A$1:$SI$1,0),0)","v":0},{"$f":"VLOOKUP($D$3&\"_\"&T$3,データシート2!$A:$SI,MATCH($R$2&\"_\"&$C81,データシート2!$A$1:$SI$1,0),0)","v":0},{"$f":"VLOOKUP($D$3&\"_\"&U$3,データシート2!$A:$SI,MATCH($R$2&\"_\"&$C81,データシート2!$A$1:$SI$1,0),0)","v":0},{"$f":"VLOOKUP($D$3&\"_\"&V$3,データシート2!$A:$SI,MATCH($R$2&\"_\"&$C81,データシート2!$A$1:$SI$1,0),0)","v":0},{"$f":"VLOOKUP($D$3&\"_\"&W$3,データシート2!$A:$SI,MATCH($R$2&\"_\"&$C81,データシート2!$A$1:$SI$1,0),0)","v":0},{"$f":"VLOOKUP($D$3&\"_\"&X$3,データシート2!$A:$SI,MATCH($R$2&\"_\"&$C81,データシート2!$A$1:$SI$1,0),0)","v":0},{"$f":"VLOOKUP($D$3&\"_\"&Y$3,データシート2!$A:$SI,MATCH($R$2&\"_\"&$C81,データシート2!$A$1:$SI$1,0),0)","v":0},{"$f":"VLOOKUP($D$3&\"_\"&Z$3,データシート2!$A:$SI,MATCH($R$2&\"_\"&$C81,データシート2!$A$1:$SI$1,0),0)","v":0},{"$f":"VLOOKUP($D$3&\"_\"&AA$3,データシート2!$A:$SI,MATCH($R$2&\"_\"&$C81,データシート2!$A$1:$SI$1,0),0)","v":0},{"$f":"VLOOKUP($D$3&\"_\"&AB$3,データシート2!$A:$SI,MATCH($R$2&\"_\"&$C81,データシート2!$A$1:$SI$1,0),0)","v":0}]
[null,null,54,"機械器具卸売業",null,null,{"$f":"VLOOKUP($D$3&\"_\"&G$3,データシート2!$A:$SI,MATCH($G$2&\"_\"&$C82,データシート2!$A$1:$SI$1,0),0)","v":0},{"$f":"VLOOKUP($D$3&\"_\"&H$3,データシート2!$A:$SI,MATCH($G$2&\"_\"&$C82,データシート2!$A$1:$SI$1,0),0)","v":0},{"$f":"VLOOKUP($D$3&\"_\"&I$3,データシート2!$A:$SI,MATCH($G$2&\"_\"&$C82,データシート2!$A$1:$SI$1,0),0)","v":0},{"$f":"VLOOKUP($D$3&\"_\"&J$3,データシート2!$A:$SI,MATCH($G$2&\"_\"&$C82,データシート2!$A$1:$SI$1,0),0)","v":0},{"$f":"VLOOKUP($D$3&\"_\"&K$3,データシート2!$A:$SI,MATCH($G$2&\"_\"&$C82,データシート2!$A$1:$SI$1,0),0)","v":0},{"$f":"VLOOKUP($D$3&\"_\"&L$3,データシート2!$A:$SI,MATCH($G$2&\"_\"&$C82,データシート2!$A$1:$SI$1,0),0)","v":0},{"$f":"VLOOKUP($D$3&\"_\"&M$3,データシート2!$A:$SI,MATCH($G$2&\"_\"&$C82,データシート2!$A$1:$SI$1,0),0)","v":0},{"$f":"VLOOKUP($D$3&\"_\"&N$3,データシート2!$A:$SI,MATCH($G$2&\"_\"&$C82,データシート2!$A$1:$SI$1,0),0)","v":0},{"$f":"VLOOKUP($D$3&\"_\"&O$3,データシート2!$A:$SI,MATCH($G$2&\"_\"&$C82,データシート2!$A$1:$SI$1,0),0)","v":0},{"$f":"VLOOKUP($D$3&\"_\"&P$3,データシート2!$A:$SI,MATCH($G$2&\"_\"&$C82,データシート2!$A$1:$SI$1,0),0)","v":0},{"$f":"VLOOKUP($D$3&\"_\"&Q$3,データシート2!$A:$SI,MATCH($G$2&\"_\"&$C82,データシート2!$A$1:$SI$1,0),0)","v":0},{"$f":"VLOOKUP($D$3&\"_\"&R$3,データシート2!$A:$SI,MATCH($R$2&\"_\"&$C82,データシート2!$A$1:$SI$1,0),0)","v":0},{"$f":"VLOOKUP($D$3&\"_\"&S$3,データシート2!$A:$SI,MATCH($R$2&\"_\"&$C82,データシート2!$A$1:$SI$1,0),0)","v":0},{"$f":"VLOOKUP($D$3&\"_\"&T$3,データシート2!$A:$SI,MATCH($R$2&\"_\"&$C82,データシート2!$A$1:$SI$1,0),0)","v":0},{"$f":"VLOOKUP($D$3&\"_\"&U$3,データシート2!$A:$SI,MATCH($R$2&\"_\"&$C82,データシート2!$A$1:$SI$1,0),0)","v":0},{"$f":"VLOOKUP($D$3&\"_\"&V$3,データシート2!$A:$SI,MATCH($R$2&\"_\"&$C82,データシート2!$A$1:$SI$1,0),0)","v":0},{"$f":"VLOOKUP($D$3&\"_\"&W$3,データシート2!$A:$SI,MATCH($R$2&\"_\"&$C82,データシート2!$A$1:$SI$1,0),0)","v":0},{"$f":"VLOOKUP($D$3&\"_\"&X$3,データシート2!$A:$SI,MATCH($R$2&\"_\"&$C82,データシート2!$A$1:$SI$1,0),0)","v":0},{"$f":"VLOOKUP($D$3&\"_\"&Y$3,データシート2!$A:$SI,MATCH($R$2&\"_\"&$C82,データシート2!$A$1:$SI$1,0),0)","v":0},{"$f":"VLOOKUP($D$3&\"_\"&Z$3,データシート2!$A:$SI,MATCH($R$2&\"_\"&$C82,データシート2!$A$1:$SI$1,0),0)","v":0},{"$f":"VLOOKUP($D$3&\"_\"&AA$3,データシート2!$A:$SI,MATCH($R$2&\"_\"&$C82,データシート2!$A$1:$SI$1,0),0)","v":0},{"$f":"VLOOKUP($D$3&\"_\"&AB$3,データシート2!$A:$SI,MATCH($R$2&\"_\"&$C82,データシート2!$A$1:$SI$1,0),0)","v":0}]
[null,null,55,"その他の卸売業",null,null,{"$f":"VLOOKUP($D$3&\"_\"&G$3,データシート2!$A:$SI,MATCH($G$2&\"_\"&$C83,データシート2!$A$1:$SI$1,0),0)","v":0},{"$f":"VLOOKUP($D$3&\"_\"&H$3,データシート2!$A:$SI,MATCH($G$2&\"_\"&$C83,データシート2!$A$1:$SI$1,0),0)","v":0},{"$f":"VLOOKUP($D$3&\"_\"&I$3,データシート2!$A:$SI,MATCH($G$2&\"_\"&$C83,データシート2!$A$1:$SI$1,0),0)","v":0},{"$f":"VLOOKUP($D$3&\"_\"&J$3,データシート2!$A:$SI,MATCH($G$2&\"_\"&$C83,データシート2!$A$1:$SI$1,0),0)","v":0},{"$f":"VLOOKUP($D$3&\"_\"&K$3,データシート2!$A:$SI,MATCH($G$2&\"_\"&$C83,データシート2!$A$1:$SI$1,0),0)","v":0},{"$f":"VLOOKUP($D$3&\"_\"&L$3,データシート2!$A:$SI,MATCH($G$2&\"_\"&$C83,データシート2!$A$1:$SI$1,0),0)","v":0},{"$f":"VLOOKUP($D$3&\"_\"&M$3,データシート2!$A:$SI,MATCH($G$2&\"_\"&$C83,データシート2!$A$1:$SI$1,0),0)","v":0},{"$f":"VLOOKUP($D$3&\"_\"&N$3,データシート2!$A:$SI,MATCH($G$2&\"_\"&$C83,データシート2!$A$1:$SI$1,0),0)","v":0},{"$f":"VLOOKUP($D$3&\"_\"&O$3,データシート2!$A:$SI,MATCH($G$2&\"_\"&$C83,データシート2!$A$1:$SI$1,0),0)","v":0},{"$f":"VLOOKUP($D$3&\"_\"&P$3,データシート2!$A:$SI,MATCH($G$2&\"_\"&$C83,データシート2!$A$1:$SI$1,0),0)","v":0},{"$f":"VLOOKUP($D$3&\"_\"&Q$3,データシート2!$A:$SI,MATCH($G$2&\"_\"&$C83,データシート2!$A$1:$SI$1,0),0)","v":0},{"$f":"VLOOKUP($D$3&\"_\"&R$3,データシート2!$A:$SI,MATCH($R$2&\"_\"&$C83,データシート2!$A$1:$SI$1,0),0)","v":0},{"$f":"VLOOKUP($D$3&\"_\"&S$3,データシート2!$A:$SI,MATCH($R$2&\"_\"&$C83,データシート2!$A$1:$SI$1,0),0)","v":0},{"$f":"VLOOKUP($D$3&\"_\"&T$3,データシート2!$A:$SI,MATCH($R$2&\"_\"&$C83,データシート2!$A$1:$SI$1,0),0)","v":0},{"$f":"VLOOKUP($D$3&\"_\"&U$3,データシート2!$A:$SI,MATCH($R$2&\"_\"&$C83,データシート2!$A$1:$SI$1,0),0)","v":0},{"$f":"VLOOKUP($D$3&\"_\"&V$3,データシート2!$A:$SI,MATCH($R$2&\"_\"&$C83,データシート2!$A$1:$SI$1,0),0)","v":0},{"$f":"VLOOKUP($D$3&\"_\"&W$3,データシート2!$A:$SI,MATCH($R$2&\"_\"&$C83,データシート2!$A$1:$SI$1,0),0)","v":0},{"$f":"VLOOKUP($D$3&\"_\"&X$3,データシート2!$A:$SI,MATCH($R$2&\"_\"&$C83,データシート2!$A$1:$SI$1,0),0)","v":0},{"$f":"VLOOKUP($D$3&\"_\"&Y$3,データシート2!$A:$SI,MATCH($R$2&\"_\"&$C83,データシート2!$A$1:$SI$1,0),0)","v":0},{"$f":"VLOOKUP($D$3&\"_\"&Z$3,データシート2!$A:$SI,MATCH($R$2&\"_\"&$C83,データシート2!$A$1:$SI$1,0),0)","v":0},{"$f":"VLOOKUP($D$3&\"_\"&AA$3,データシート2!$A:$SI,MATCH($R$2&\"_\"&$C83,データシート2!$A$1:$SI$1,0),0)","v":0},{"$f":"VLOOKUP($D$3&\"_\"&AB$3,データシート2!$A:$SI,MATCH($R$2&\"_\"&$C83,データシート2!$A$1:$SI$1,0),0)","v":0}]
[null,null,56,"各種商品小売業",null,null,{"$f":"VLOOKUP($D$3&\"_\"&G$3,データシート2!$A:$SI,MATCH($G$2&\"_\"&$C84,データシート2!$A$1:$SI$1,0),0)","v":0},{"$f":"VLOOKUP($D$3&\"_\"&H$3,データシート2!$A:$SI,MATCH($G$2&\"_\"&$C84,データシート2!$A$1:$SI$1,0),0)","v":0},{"$f":"VLOOKUP($D$3&\"_\"&I$3,データシート2!$A:$SI,MATCH($G$2&\"_\"&$C84,データシート2!$A$1:$SI$1,0),0)","v":0},{"$f":"VLOOKUP($D$3&\"_\"&J$3,データシート2!$A:$SI,MATCH($G$2&\"_\"&$C84,データシート2!$A$1:$SI$1,0),0)","v":0},{"$f":"VLOOKUP($D$3&\"_\"&K$3,データシート2!$A:$SI,MATCH($G$2&\"_\"&$C84,データシート2!$A$1:$SI$1,0),0)","v":0},{"$f":"VLOOKUP($D$3&\"_\"&L$3,データシート2!$A:$SI,MATCH($G$2&\"_\"&$C84,データシート2!$A$1:$SI$1,0),0)","v":0},{"$f":"VLOOKUP($D$3&\"_\"&M$3,データシート2!$A:$SI,MATCH($G$2&\"_\"&$C84,データシート2!$A$1:$SI$1,0),0)","v":0},{"$f":"VLOOKUP($D$3&\"_\"&N$3,データシート2!$A:$SI,MATCH($G$2&\"_\"&$C84,データシート2!$A$1:$SI$1,0),0)","v":0},{"$f":"VLOOKUP($D$3&\"_\"&O$3,データシート2!$A:$SI,MATCH($G$2&\"_\"&$C84,データシート2!$A$1:$SI$1,0),0)","v":0},{"$f":"VLOOKUP($D$3&\"_\"&P$3,データシート2!$A:$SI,MATCH($G$2&\"_\"&$C84,データシート2!$A$1:$SI$1,0),0)","v":0},{"$f":"VLOOKUP($D$3&\"_\"&Q$3,データシート2!$A:$SI,MATCH($G$2&\"_\"&$C84,データシート2!$A$1:$SI$1,0),0)","v":0},{"$f":"VLOOKUP($D$3&\"_\"&R$3,データシート2!$A:$SI,MATCH($R$2&\"_\"&$C84,データシート2!$A$1:$SI$1,0),0)","v":0},{"$f":"VLOOKUP($D$3&\"_\"&S$3,データシート2!$A:$SI,MATCH($R$2&\"_\"&$C84,データシート2!$A$1:$SI$1,0),0)","v":0},{"$f":"VLOOKUP($D$3&\"_\"&T$3,データシート2!$A:$SI,MATCH($R$2&\"_\"&$C84,データシート2!$A$1:$SI$1,0),0)","v":0},{"$f":"VLOOKUP($D$3&\"_\"&U$3,データシート2!$A:$SI,MATCH($R$2&\"_\"&$C84,データシート2!$A$1:$SI$1,0),0)","v":0},{"$f":"VLOOKUP($D$3&\"_\"&V$3,データシート2!$A:$SI,MATCH($R$2&\"_\"&$C84,データシート2!$A$1:$SI$1,0),0)","v":0},{"$f":"VLOOKUP($D$3&\"_\"&W$3,データシート2!$A:$SI,MATCH($R$2&\"_\"&$C84,データシート2!$A$1:$SI$1,0),0)","v":0},{"$f":"VLOOKUP($D$3&\"_\"&X$3,データシート2!$A:$SI,MATCH($R$2&\"_\"&$C84,データシート2!$A$1:$SI$1,0),0)","v":0},{"$f":"VLOOKUP($D$3&\"_\"&Y$3,データシート2!$A:$SI,MATCH($R$2&\"_\"&$C84,データシート2!$A$1:$SI$1,0),0)","v":0},{"$f":"VLOOKUP($D$3&\"_\"&Z$3,データシート2!$A:$SI,MATCH($R$2&\"_\"&$C84,データシート2!$A$1:$SI$1,0),0)","v":0},{"$f":"VLOOKUP($D$3&\"_\"&AA$3,データシート2!$A:$SI,MATCH($R$2&\"_\"&$C84,データシート2!$A$1:$SI$1,0),0)","v":0},{"$f":"VLOOKUP($D$3&\"_\"&AB$3,データシート2!$A:$SI,MATCH($R$2&\"_\"&$C84,データシート2!$A$1:$SI$1,0),0)","v":0}]
[null,null,57,"織物・衣服・身の回り品小売業",null,null,{"$f":"VLOOKUP($D$3&\"_\"&G$3,データシート2!$A:$SI,MATCH($G$2&\"_\"&$C85,データシート2!$A$1:$SI$1,0),0)","v":0},{"$f":"VLOOKUP($D$3&\"_\"&H$3,データシート2!$A:$SI,MATCH($G$2&\"_\"&$C85,データシート2!$A$1:$SI$1,0),0)","v":0},{"$f":"VLOOKUP($D$3&\"_\"&I$3,データシート2!$A:$SI,MATCH($G$2&\"_\"&$C85,データシート2!$A$1:$SI$1,0),0)","v":0},{"$f":"VLOOKUP($D$3&\"_\"&J$3,データシート2!$A:$SI,MATCH($G$2&\"_\"&$C85,データシート2!$A$1:$SI$1,0),0)","v":0},{"$f":"VLOOKUP($D$3&\"_\"&K$3,データシート2!$A:$SI,MATCH($G$2&\"_\"&$C85,データシート2!$A$1:$SI$1,0),0)","v":0},{"$f":"VLOOKUP($D$3&\"_\"&L$3,データシート2!$A:$SI,MATCH($G$2&\"_\"&$C85,データシート2!$A$1:$SI$1,0),0)","v":0},{"$f":"VLOOKUP($D$3&\"_\"&M$3,データシート2!$A:$SI,MATCH($G$2&\"_\"&$C85,データシート2!$A$1:$SI$1,0),0)","v":0},{"$f":"VLOOKUP($D$3&\"_\"&N$3,データシート2!$A:$SI,MATCH($G$2&\"_\"&$C85,データシート2!$A$1:$SI$1,0),0)","v":0},{"$f":"VLOOKUP($D$3&\"_\"&O$3,データシート2!$A:$SI,MATCH($G$2&\"_\"&$C85,データシート2!$A$1:$SI$1,0),0)","v":0},{"$f":"VLOOKUP($D$3&\"_\"&P$3,データシート2!$A:$SI,MATCH($G$2&\"_\"&$C85,データシート2!$A$1:$SI$1,0),0)","v":0},{"$f":"VLOOKUP($D$3&\"_\"&Q$3,データシート2!$A:$SI,MATCH($G$2&\"_\"&$C85,データシート2!$A$1:$SI$1,0),0)","v":0},{"$f":"VLOOKUP($D$3&\"_\"&R$3,データシート2!$A:$SI,MATCH($R$2&\"_\"&$C85,データシート2!$A$1:$SI$1,0),0)","v":0},{"$f":"VLOOKUP($D$3&\"_\"&S$3,データシート2!$A:$SI,MATCH($R$2&\"_\"&$C85,データシート2!$A$1:$SI$1,0),0)","v":0},{"$f":"VLOOKUP($D$3&\"_\"&T$3,データシート2!$A:$SI,MATCH($R$2&\"_\"&$C85,データシート2!$A$1:$SI$1,0),0)","v":0},{"$f":"VLOOKUP($D$3&\"_\"&U$3,データシート2!$A:$SI,MATCH($R$2&\"_\"&$C85,データシート2!$A$1:$SI$1,0),0)","v":0},{"$f":"VLOOKUP($D$3&\"_\"&V$3,データシート2!$A:$SI,MATCH($R$2&\"_\"&$C85,データシート2!$A$1:$SI$1,0),0)","v":0},{"$f":"VLOOKUP($D$3&\"_\"&W$3,データシート2!$A:$SI,MATCH($R$2&\"_\"&$C85,データシート2!$A$1:$SI$1,0),0)","v":0},{"$f":"VLOOKUP($D$3&\"_\"&X$3,データシート2!$A:$SI,MATCH($R$2&\"_\"&$C85,データシート2!$A$1:$SI$1,0),0)","v":0},{"$f":"VLOOKUP($D$3&\"_\"&Y$3,データシート2!$A:$SI,MATCH($R$2&\"_\"&$C85,データシート2!$A$1:$SI$1,0),0)","v":0},{"$f":"VLOOKUP($D$3&\"_\"&Z$3,データシート2!$A:$SI,MATCH($R$2&\"_\"&$C85,データシート2!$A$1:$SI$1,0),0)","v":0},{"$f":"VLOOKUP($D$3&\"_\"&AA$3,データシート2!$A:$SI,MATCH($R$2&\"_\"&$C85,データシート2!$A$1:$SI$1,0),0)","v":0},{"$f":"VLOOKUP($D$3&\"_\"&AB$3,データシート2!$A:$SI,MATCH($R$2&\"_\"&$C85,データシート2!$A$1:$SI$1,0),0)","v":0}]
[null,null,58,"飲食料品小売業",null,null,{"$f":"VLOOKUP($D$3&\"_\"&G$3,データシート2!$A:$SI,MATCH($G$2&\"_\"&$C86,データシート2!$A$1:$SI$1,0),0)","v":0},{"$f":"VLOOKUP($D$3&\"_\"&H$3,データシート2!$A:$SI,MATCH($G$2&\"_\"&$C86,データシート2!$A$1:$SI$1,0),0)","v":0},{"$f":"VLOOKUP($D$3&\"_\"&I$3,データシート2!$A:$SI,MATCH($G$2&\"_\"&$C86,データシート2!$A$1:$SI$1,0),0)","v":0},{"$f":"VLOOKUP($D$3&\"_\"&J$3,データシート2!$A:$SI,MATCH($G$2&\"_\"&$C86,データシート2!$A$1:$SI$1,0),0)","v":0},{"$f":"VLOOKUP($D$3&\"_\"&K$3,データシート2!$A:$SI,MATCH($G$2&\"_\"&$C86,データシート2!$A$1:$SI$1,0),0)","v":0},{"$f":"VLOOKUP($D$3&\"_\"&L$3,データシート2!$A:$SI,MATCH($G$2&\"_\"&$C86,データシート2!$A$1:$SI$1,0),0)","v":0},{"$f":"VLOOKUP($D$3&\"_\"&M$3,データシート2!$A:$SI,MATCH($G$2&\"_\"&$C86,データシート2!$A$1:$SI$1,0),0)","v":0},{"$f":"VLOOKUP($D$3&\"_\"&N$3,データシート2!$A:$SI,MATCH($G$2&\"_\"&$C86,データシート2!$A$1:$SI$1,0),0)","v":0},{"$f":"VLOOKUP($D$3&\"_\"&O$3,データシート2!$A:$SI,MATCH($G$2&\"_\"&$C86,データシート2!$A$1:$SI$1,0),0)","v":0},{"$f":"VLOOKUP($D$3&\"_\"&P$3,データシート2!$A:$SI,MATCH($G$2&\"_\"&$C86,データシート2!$A$1:$SI$1,0),0)","v":0},{"$f":"VLOOKUP($D$3&\"_\"&Q$3,データシート2!$A:$SI,MATCH($G$2&\"_\"&$C86,データシート2!$A$1:$SI$1,0),0)","v":0},{"$f":"VLOOKUP($D$3&\"_\"&R$3,データシート2!$A:$SI,MATCH($R$2&\"_\"&$C86,データシート2!$A$1:$SI$1,0),0)","v":0},{"$f":"VLOOKUP($D$3&\"_\"&S$3,データシート2!$A:$SI,MATCH($R$2&\"_\"&$C86,データシート2!$A$1:$SI$1,0),0)","v":0},{"$f":"VLOOKUP($D$3&\"_\"&T$3,データシート2!$A:$SI,MATCH($R$2&\"_\"&$C86,データシート2!$A$1:$SI$1,0),0)","v":0},{"$f":"VLOOKUP($D$3&\"_\"&U$3,データシート2!$A:$SI,MATCH($R$2&\"_\"&$C86,データシート2!$A$1:$SI$1,0),0)","v":0},{"$f":"VLOOKUP($D$3&\"_\"&V$3,データシート2!$A:$SI,MATCH($R$2&\"_\"&$C86,データシート2!$A$1:$SI$1,0),0)","v":0},{"$f":"VLOOKUP($D$3&\"_\"&W$3,データシート2!$A:$SI,MATCH($R$2&\"_\"&$C86,データシート2!$A$1:$SI$1,0),0)","v":0},{"$f":"VLOOKUP($D$3&\"_\"&X$3,データシート2!$A:$SI,MATCH($R$2&\"_\"&$C86,データシート2!$A$1:$SI$1,0),0)","v":0},{"$f":"VLOOKUP($D$3&\"_\"&Y$3,データシート2!$A:$SI,MATCH($R$2&\"_\"&$C86,データシート2!$A$1:$SI$1,0),0)","v":0},{"$f":"VLOOKUP($D$3&\"_\"&Z$3,データシート2!$A:$SI,MATCH($R$2&\"_\"&$C86,データシート2!$A$1:$SI$1,0),0)","v":0},{"$f":"VLOOKUP($D$3&\"_\"&AA$3,データシート2!$A:$SI,MATCH($R$2&\"_\"&$C86,データシート2!$A$1:$SI$1,0),0)","v":0},{"$f":"VLOOKUP($D$3&\"_\"&AB$3,データシート2!$A:$SI,MATCH($R$2&\"_\"&$C86,データシート2!$A$1:$SI$1,0),0)","v":0}]
[null,null,59,"機械器具小売業",null,null,{"$f":"VLOOKUP($D$3&\"_\"&G$3,データシート2!$A:$SI,MATCH($G$2&\"_\"&$C87,データシート2!$A$1:$SI$1,0),0)","v":0},{"$f":"VLOOKUP($D$3&\"_\"&H$3,データシート2!$A:$SI,MATCH($G$2&\"_\"&$C87,データシート2!$A$1:$SI$1,0),0)","v":0},{"$f":"VLOOKUP($D$3&\"_\"&I$3,データシート2!$A:$SI,MATCH($G$2&\"_\"&$C87,データシート2!$A$1:$SI$1,0),0)","v":0},{"$f":"VLOOKUP($D$3&\"_\"&J$3,データシート2!$A:$SI,MATCH($G$2&\"_\"&$C87,データシート2!$A$1:$SI$1,0),0)","v":0},{"$f":"VLOOKUP($D$3&\"_\"&K$3,データシート2!$A:$SI,MATCH($G$2&\"_\"&$C87,データシート2!$A$1:$SI$1,0),0)","v":0},{"$f":"VLOOKUP($D$3&\"_\"&L$3,データシート2!$A:$SI,MATCH($G$2&\"_\"&$C87,データシート2!$A$1:$SI$1,0),0)","v":0},{"$f":"VLOOKUP($D$3&\"_\"&M$3,データシート2!$A:$SI,MATCH($G$2&\"_\"&$C87,データシート2!$A$1:$SI$1,0),0)","v":0},{"$f":"VLOOKUP($D$3&\"_\"&N$3,データシート2!$A:$SI,MATCH($G$2&\"_\"&$C87,データシート2!$A$1:$SI$1,0),0)","v":0},{"$f":"VLOOKUP($D$3&\"_\"&O$3,データシート2!$A:$SI,MATCH($G$2&\"_\"&$C87,データシート2!$A$1:$SI$1,0),0)","v":0},{"$f":"VLOOKUP($D$3&\"_\"&P$3,データシート2!$A:$SI,MATCH($G$2&\"_\"&$C87,データシート2!$A$1:$SI$1,0),0)","v":0},{"$f":"VLOOKUP($D$3&\"_\"&Q$3,データシート2!$A:$SI,MATCH($G$2&\"_\"&$C87,データシート2!$A$1:$SI$1,0),0)","v":0},{"$f":"VLOOKUP($D$3&\"_\"&R$3,データシート2!$A:$SI,MATCH($R$2&\"_\"&$C87,データシート2!$A$1:$SI$1,0),0)","v":0},{"$f":"VLOOKUP($D$3&\"_\"&S$3,データシート2!$A:$SI,MATCH($R$2&\"_\"&$C87,データシート2!$A$1:$SI$1,0),0)","v":0},{"$f":"VLOOKUP($D$3&\"_\"&T$3,データシート2!$A:$SI,MATCH($R$2&\"_\"&$C87,データシート2!$A$1:$SI$1,0),0)","v":0},{"$f":"VLOOKUP($D$3&\"_\"&U$3,データシート2!$A:$SI,MATCH($R$2&\"_\"&$C87,データシート2!$A$1:$SI$1,0),0)","v":0},{"$f":"VLOOKUP($D$3&\"_\"&V$3,データシート2!$A:$SI,MATCH($R$2&\"_\"&$C87,データシート2!$A$1:$SI$1,0),0)","v":0},{"$f":"VLOOKUP($D$3&\"_\"&W$3,データシート2!$A:$SI,MATCH($R$2&\"_\"&$C87,データシート2!$A$1:$SI$1,0),0)","v":0},{"$f":"VLOOKUP($D$3&\"_\"&X$3,データシート2!$A:$SI,MATCH($R$2&\"_\"&$C87,データシート2!$A$1:$SI$1,0),0)","v":0},{"$f":"VLOOKUP($D$3&\"_\"&Y$3,データシート2!$A:$SI,MATCH($R$2&\"_\"&$C87,データシート2!$A$1:$SI$1,0),0)","v":0},{"$f":"VLOOKUP($D$3&\"_\"&Z$3,データシート2!$A:$SI,MATCH($R$2&\"_\"&$C87,データシート2!$A$1:$SI$1,0),0)","v":0},{"$f":"VLOOKUP($D$3&\"_\"&AA$3,データシート2!$A:$SI,MATCH($R$2&\"_\"&$C87,データシート2!$A$1:$SI$1,0),0)","v":0},{"$f":"VLOOKUP($D$3&\"_\"&AB$3,データシート2!$A:$SI,MATCH($R$2&\"_\"&$C87,データシート2!$A$1:$SI$1,0),0)","v":0}]
[null,null,60,"その他の小売業",null,null,{"$f":"VLOOKUP($D$3&\"_\"&G$3,データシート2!$A:$SI,MATCH($G$2&\"_\"&$C88,データシート2!$A$1:$SI$1,0),0)","v":0},{"$f":"VLOOKUP($D$3&\"_\"&H$3,データシート2!$A:$SI,MATCH($G$2&\"_\"&$C88,データシート2!$A$1:$SI$1,0),0)","v":0},{"$f":"VLOOKUP($D$3&\"_\"&I$3,データシート2!$A:$SI,MATCH($G$2&\"_\"&$C88,データシート2!$A$1:$SI$1,0),0)","v":0},{"$f":"VLOOKUP($D$3&\"_\"&J$3,データシート2!$A:$SI,MATCH($G$2&\"_\"&$C88,データシート2!$A$1:$SI$1,0),0)","v":0},{"$f":"VLOOKUP($D$3&\"_\"&K$3,データシート2!$A:$SI,MATCH($G$2&\"_\"&$C88,データシート2!$A$1:$SI$1,0),0)","v":0},{"$f":"VLOOKUP($D$3&\"_\"&L$3,データシート2!$A:$SI,MATCH($G$2&\"_\"&$C88,データシート2!$A$1:$SI$1,0),0)","v":0},{"$f":"VLOOKUP($D$3&\"_\"&M$3,データシート2!$A:$SI,MATCH($G$2&\"_\"&$C88,データシート2!$A$1:$SI$1,0),0)","v":0},{"$f":"VLOOKUP($D$3&\"_\"&N$3,データシート2!$A:$SI,MATCH($G$2&\"_\"&$C88,データシート2!$A$1:$SI$1,0),0)","v":0},{"$f":"VLOOKUP($D$3&\"_\"&O$3,データシート2!$A:$SI,MATCH($G$2&\"_\"&$C88,データシート2!$A$1:$SI$1,0),0)","v":0},{"$f":"VLOOKUP($D$3&\"_\"&P$3,データシート2!$A:$SI,MATCH($G$2&\"_\"&$C88,データシート2!$A$1:$SI$1,0),0)","v":0},{"$f":"VLOOKUP($D$3&\"_\"&Q$3,データシート2!$A:$SI,MATCH($G$2&\"_\"&$C88,データシート2!$A$1:$SI$1,0),0)","v":0},{"$f":"VLOOKUP($D$3&\"_\"&R$3,データシート2!$A:$SI,MATCH($R$2&\"_\"&$C88,データシート2!$A$1:$SI$1,0),0)","v":0},{"$f":"VLOOKUP($D$3&\"_\"&S$3,データシート2!$A:$SI,MATCH($R$2&\"_\"&$C88,データシート2!$A$1:$SI$1,0),0)","v":0},{"$f":"VLOOKUP($D$3&\"_\"&T$3,データシート2!$A:$SI,MATCH($R$2&\"_\"&$C88,データシート2!$A$1:$SI$1,0),0)","v":0},{"$f":"VLOOKUP($D$3&\"_\"&U$3,データシート2!$A:$SI,MATCH($R$2&\"_\"&$C88,データシート2!$A$1:$SI$1,0),0)","v":0},{"$f":"VLOOKUP($D$3&\"_\"&V$3,データシート2!$A:$SI,MATCH($R$2&\"_\"&$C88,データシート2!$A$1:$SI$1,0),0)","v":0},{"$f":"VLOOKUP($D$3&\"_\"&W$3,データシート2!$A:$SI,MATCH($R$2&\"_\"&$C88,データシート2!$A$1:$SI$1,0),0)","v":0},{"$f":"VLOOKUP($D$3&\"_\"&X$3,データシート2!$A:$SI,MATCH($R$2&\"_\"&$C88,データシート2!$A$1:$SI$1,0),0)","v":0},{"$f":"VLOOKUP($D$3&\"_\"&Y$3,データシート2!$A:$SI,MATCH($R$2&\"_\"&$C88,データシート2!$A$1:$SI$1,0),0)","v":0},{"$f":"VLOOKUP($D$3&\"_\"&Z$3,データシート2!$A:$SI,MATCH($R$2&\"_\"&$C88,データシート2!$A$1:$SI$1,0),0)","v":0},{"$f":"VLOOKUP($D$3&\"_\"&AA$3,データシート2!$A:$SI,MATCH($R$2&\"_\"&$C88,データシート2!$A$1:$SI$1,0),0)","v":0},{"$f":"VLOOKUP($D$3&\"_\"&AB$3,データシート2!$A:$SI,MATCH($R$2&\"_\"&$C88,データシート2!$A$1:$SI$1,0),0)","v":0}]
[null,null,61,"無店舗小売業",null,null,{"$f":"VLOOKUP($D$3&\"_\"&G$3,データシート2!$A:$SI,MATCH($G$2&\"_\"&$C89,データシート2!$A$1:$SI$1,0),0)","v":0},{"$f":"VLOOKUP($D$3&\"_\"&H$3,データシート2!$A:$SI,MATCH($G$2&\"_\"&$C89,データシート2!$A$1:$SI$1,0),0)","v":0},{"$f":"VLOOKUP($D$3&\"_\"&I$3,データシート2!$A:$SI,MATCH($G$2&\"_\"&$C89,データシート2!$A$1:$SI$1,0),0)","v":0},{"$f":"VLOOKUP($D$3&\"_\"&J$3,データシート2!$A:$SI,MATCH($G$2&\"_\"&$C89,データシート2!$A$1:$SI$1,0),0)","v":0},{"$f":"VLOOKUP($D$3&\"_\"&K$3,データシート2!$A:$SI,MATCH($G$2&\"_\"&$C89,データシート2!$A$1:$SI$1,0),0)","v":0},{"$f":"VLOOKUP($D$3&\"_\"&L$3,データシート2!$A:$SI,MATCH($G$2&\"_\"&$C89,データシート2!$A$1:$SI$1,0),0)","v":0},{"$f":"VLOOKUP($D$3&\"_\"&M$3,データシート2!$A:$SI,MATCH($G$2&\"_\"&$C89,データシート2!$A$1:$SI$1,0),0)","v":0},{"$f":"VLOOKUP($D$3&\"_\"&N$3,データシート2!$A:$SI,MATCH($G$2&\"_\"&$C89,データシート2!$A$1:$SI$1,0),0)","v":0},{"$f":"VLOOKUP($D$3&\"_\"&O$3,データシート2!$A:$SI,MATCH($G$2&\"_\"&$C89,データシート2!$A$1:$SI$1,0),0)","v":0},{"$f":"VLOOKUP($D$3&\"_\"&P$3,データシート2!$A:$SI,MATCH($G$2&\"_\"&$C89,データシート2!$A$1:$SI$1,0),0)","v":0},{"$f":"VLOOKUP($D$3&\"_\"&Q$3,データシート2!$A:$SI,MATCH($G$2&\"_\"&$C89,データシート2!$A$1:$SI$1,0),0)","v":0},{"$f":"VLOOKUP($D$3&\"_\"&R$3,データシート2!$A:$SI,MATCH($R$2&\"_\"&$C89,データシート2!$A$1:$SI$1,0),0)","v":0},{"$f":"VLOOKUP($D$3&\"_\"&S$3,データシート2!$A:$SI,MATCH($R$2&\"_\"&$C89,データシート2!$A$1:$SI$1,0),0)","v":0},{"$f":"VLOOKUP($D$3&\"_\"&T$3,データシート2!$A:$SI,MATCH($R$2&\"_\"&$C89,データシート2!$A$1:$SI$1,0),0)","v":0},{"$f":"VLOOKUP($D$3&\"_\"&U$3,データシート2!$A:$SI,MATCH($R$2&\"_\"&$C89,データシート2!$A$1:$SI$1,0),0)","v":0},{"$f":"VLOOKUP($D$3&\"_\"&V$3,データシート2!$A:$SI,MATCH($R$2&\"_\"&$C89,データシート2!$A$1:$SI$1,0),0)","v":0},{"$f":"VLOOKUP($D$3&\"_\"&W$3,データシート2!$A:$SI,MATCH($R$2&\"_\"&$C89,データシート2!$A$1:$SI$1,0),0)","v":0},{"$f":"VLOOKUP($D$3&\"_\"&X$3,データシート2!$A:$SI,MATCH($R$2&\"_\"&$C89,データシート2!$A$1:$SI$1,0),0)","v":0},{"$f":"VLOOKUP($D$3&\"_\"&Y$3,データシート2!$A:$SI,MATCH($R$2&\"_\"&$C89,データシート2!$A$1:$SI$1,0),0)","v":0},{"$f":"VLOOKUP($D$3&\"_\"&Z$3,データシート2!$A:$SI,MATCH($R$2&\"_\"&$C89,データシート2!$A$1:$SI$1,0),0)","v":0},{"$f":"VLOOKUP($D$3&\"_\"&AA$3,データシート2!$A:$SI,MATCH($R$2&\"_\"&$C89,データシート2!$A$1:$SI$1,0),0)","v":0},{"$f":"VLOOKUP($D$3&\"_\"&AB$3,データシート2!$A:$SI,MATCH($R$2&\"_\"&$C89,データシート2!$A$1:$SI$1,0),0)","v":0}]
[null,"J","金融業，保険業",{"$nulls":3},{"$f":"VLOOKUP($D$3&\"_\"&G$3,データシート2!$A:$SI,MATCH($G$2&\"_\"&$B90,データシート2!$A$1:$SI$1,0),0)","v":0},{"$f":"VLOOKUP($D$3&\"_\"&H$3,データシート2!$A:$SI,MATCH($G$2&\"_\"&$B90,データシート2!$A$1:$SI$1,0),0)","v":0},{"$f":"VLOOKUP($D$3&\"_\"&I$3,データシート2!$A:$SI,MATCH($G$2&\"_\"&$B90,データシート2!$A$1:$SI$1,0),0)","v":0},{"$f":"VLOOKUP($D$3&\"_\"&J$3,データシート2!$A:$SI,MATCH($G$2&\"_\"&$B90,データシート2!$A$1:$SI$1,0),0)","v":0},{"$f":"VLOOKUP($D$3&\"_\"&K$3,データシート2!$A:$SI,MATCH($G$2&\"_\"&$B90,データシート2!$A$1:$SI$1,0),0)","v":0},{"$f":"VLOOKUP($D$3&\"_\"&L$3,データシート2!$A:$SI,MATCH($G$2&\"_\"&$B90,データシート2!$A$1:$SI$1,0),0)","v":0},{"$f":"VLOOKUP($D$3&\"_\"&M$3,データシート2!$A:$SI,MATCH($G$2&\"_\"&$B90,データシート2!$A$1:$SI$1,0),0)","v":0},{"$f":"VLOOKUP($D$3&\"_\"&N$3,データシート2!$A:$SI,MATCH($G$2&\"_\"&$B90,データシート2!$A$1:$SI$1,0),0)","v":0},{"$f":"VLOOKUP($D$3&\"_\"&O$3,データシート2!$A:$SI,MATCH($G$2&\"_\"&$B90,データシート2!$A$1:$SI$1,0),0)","v":0},{"$f":"VLOOKUP($D$3&\"_\"&P$3,データシート2!$A:$SI,MATCH($G$2&\"_\"&$B90,データシート2!$A$1:$SI$1,0),0)","v":0},{"$f":"VLOOKUP($D$3&\"_\"&Q$3,データシート2!$A:$SI,MATCH($G$2&\"_\"&$B90,データシート2!$A$1:$SI$1,0),0)","v":0},{"$f":"VLOOKUP($D$3&\"_\"&R$3,データシート2!$A:$SI,MATCH($R$2&\"_\"&$B90,データシート2!$A$1:$SI$1,0),0)","v":0},{"$f":"VLOOKUP($D$3&\"_\"&S$3,データシート2!$A:$SI,MATCH($R$2&\"_\"&$B90,データシート2!$A$1:$SI$1,0),0)","v":0},{"$f":"VLOOKUP($D$3&\"_\"&T$3,データシート2!$A:$SI,MATCH($R$2&\"_\"&$B90,データシート2!$A$1:$SI$1,0),0)","v":0},{"$f":"VLOOKUP($D$3&\"_\"&U$3,データシート2!$A:$SI,MATCH($R$2&\"_\"&$B90,データシート2!$A$1:$SI$1,0),0)","v":0},{"$f":"VLOOKUP($D$3&\"_\"&V$3,データシート2!$A:$SI,MATCH($R$2&\"_\"&$B90,データシート2!$A$1:$SI$1,0),0)","v":0},{"$f":"VLOOKUP($D$3&\"_\"&W$3,データシート2!$A:$SI,MATCH($R$2&\"_\"&$B90,データシート2!$A$1:$SI$1,0),0)","v":0},{"$f":"VLOOKUP($D$3&\"_\"&X$3,データシート2!$A:$SI,MATCH($R$2&\"_\"&$B90,データシート2!$A$1:$SI$1,0),0)","v":0},{"$f":"VLOOKUP($D$3&\"_\"&Y$3,データシート2!$A:$SI,MATCH($R$2&\"_\"&$B90,データシート2!$A$1:$SI$1,0),0)","v":0},{"$f":"VLOOKUP($D$3&\"_\"&Z$3,データシート2!$A:$SI,MATCH($R$2&\"_\"&$B90,データシート2!$A$1:$SI$1,0),0)","v":0},{"$f":"VLOOKUP($D$3&\"_\"&AA$3,データシート2!$A:$SI,MATCH($R$2&\"_\"&$B90,データシート2!$A$1:$SI$1,0),0)","v":0},{"$f":"VLOOKUP($D$3&\"_\"&AB$3,データシート2!$A:$SI,MATCH($R$2&\"_\"&$B90,データシート2!$A$1:$SI$1,0),0)","v":0}]
[null,null,62,"銀行業",null,null,{"$f":"VLOOKUP($D$3&\"_\"&G$3,データシート2!$A:$SI,MATCH($G$2&\"_\"&$C91,データシート2!$A$1:$SI$1,0),0)","v":0},{"$f":"VLOOKUP($D$3&\"_\"&H$3,データシート2!$A:$SI,MATCH($G$2&\"_\"&$C91,データシート2!$A$1:$SI$1,0),0)","v":0},{"$f":"VLOOKUP($D$3&\"_\"&I$3,データシート2!$A:$SI,MATCH($G$2&\"_\"&$C91,データシート2!$A$1:$SI$1,0),0)","v":0},{"$f":"VLOOKUP($D$3&\"_\"&J$3,データシート2!$A:$SI,MATCH($G$2&\"_\"&$C91,データシート2!$A$1:$SI$1,0),0)","v":0},{"$f":"VLOOKUP($D$3&\"_\"&K$3,データシート2!$A:$SI,MATCH($G$2&\"_\"&$C91,データシート2!$A$1:$SI$1,0),0)","v":0},{"$f":"VLOOKUP($D$3&\"_\"&L$3,データシート2!$A:$SI,MATCH($G$2&\"_\"&$C91,データシート2!$A$1:$SI$1,0),0)","v":0},{"$f":"VLOOKUP($D$3&\"_\"&M$3,データシート2!$A:$SI,MATCH($G$2&\"_\"&$C91,データシート2!$A$1:$SI$1,0),0)","v":0},{"$f":"VLOOKUP($D$3&\"_\"&N$3,データシート2!$A:$SI,MATCH($G$2&\"_\"&$C91,データシート2!$A$1:$SI$1,0),0)","v":0},{"$f":"VLOOKUP($D$3&\"_\"&O$3,データシート2!$A:$SI,MATCH($G$2&\"_\"&$C91,データシート2!$A$1:$SI$1,0),0)","v":0},{"$f":"VLOOKUP($D$3&\"_\"&P$3,データシート2!$A:$SI,MATCH($G$2&\"_\"&$C91,データシート2!$A$1:$SI$1,0),0)","v":0},{"$f":"VLOOKUP($D$3&\"_\"&Q$3,データシート2!$A:$SI,MATCH($G$2&\"_\"&$C91,データシート2!$A$1:$SI$1,0),0)","v":0},{"$f":"VLOOKUP($D$3&\"_\"&R$3,データシート2!$A:$SI,MATCH($R$2&\"_\"&$C91,データシート2!$A$1:$SI$1,0),0)","v":0},{"$f":"VLOOKUP($D$3&\"_\"&S$3,データシート2!$A:$SI,MATCH($R$2&\"_\"&$C91,データシート2!$A$1:$SI$1,0),0)","v":0},{"$f":"VLOOKUP($D$3&\"_\"&T$3,データシート2!$A:$SI,MATCH($R$2&\"_\"&$C91,データシート2!$A$1:$SI$1,0),0)","v":0},{"$f":"VLOOKUP($D$3&\"_\"&U$3,データシート2!$A:$SI,MATCH($R$2&\"_\"&$C91,データシート2!$A$1:$SI$1,0),0)","v":0},{"$f":"VLOOKUP($D$3&\"_\"&V$3,データシート2!$A:$SI,MATCH($R$2&\"_\"&$C91,データシート2!$A$1:$SI$1,0),0)","v":0},{"$f":"VLOOKUP($D$3&\"_\"&W$3,データシート2!$A:$SI,MATCH($R$2&\"_\"&$C91,データシート2!$A$1:$SI$1,0),0)","v":0},{"$f":"VLOOKUP($D$3&\"_\"&X$3,データシート2!$A:$SI,MATCH($R$2&\"_\"&$C91,データシート2!$A$1:$SI$1,0),0)","v":0},{"$f":"VLOOKUP($D$3&\"_\"&Y$3,データシート2!$A:$SI,MATCH($R$2&\"_\"&$C91,データシート2!$A$1:$SI$1,0),0)","v":0},{"$f":"VLOOKUP($D$3&\"_\"&Z$3,データシート2!$A:$SI,MATCH($R$2&\"_\"&$C91,データシート2!$A$1:$SI$1,0),0)","v":0},{"$f":"VLOOKUP($D$3&\"_\"&AA$3,データシート2!$A:$SI,MATCH($R$2&\"_\"&$C91,データシート2!$A$1:$SI$1,0),0)","v":0},{"$f":"VLOOKUP($D$3&\"_\"&AB$3,データシート2!$A:$SI,MATCH($R$2&\"_\"&$C91,データシート2!$A$1:$SI$1,0),0)","v":0}]
[null,null,63,"協同組織金融業",null,null,{"$f":"VLOOKUP($D$3&\"_\"&G$3,データシート2!$A:$SI,MATCH($G$2&\"_\"&$C92,データシート2!$A$1:$SI$1,0),0)","v":0},{"$f":"VLOOKUP($D$3&\"_\"&H$3,データシート2!$A:$SI,MATCH($G$2&\"_\"&$C92,データシート2!$A$1:$SI$1,0),0)","v":0},{"$f":"VLOOKUP($D$3&\"_\"&I$3,データシート2!$A:$SI,MATCH($G$2&\"_\"&$C92,データシート2!$A$1:$SI$1,0),0)","v":0},{"$f":"VLOOKUP($D$3&\"_\"&J$3,データシート2!$A:$SI,MATCH($G$2&\"_\"&$C92,データシート2!$A$1:$SI$1,0),0)","v":0},{"$f":"VLOOKUP($D$3&\"_\"&K$3,データシート2!$A:$SI,MATCH($G$2&\"_\"&$C92,データシート2!$A$1:$SI$1,0),0)","v":0},{"$f":"VLOOKUP($D$3&\"_\"&L$3,データシート2!$A:$SI,MATCH($G$2&\"_\"&$C92,データシート2!$A$1:$SI$1,0),0)","v":0},{"$f":"VLOOKUP($D$3&\"_\"&M$3,データシート2!$A:$SI,MATCH($G$2&\"_\"&$C92,データシート2!$A$1:$SI$1,0),0)","v":0},{"$f":"VLOOKUP($D$3&\"_\"&N$3,データシート2!$A:$SI,MATCH($G$2&\"_\"&$C92,データシート2!$A$1:$SI$1,0),0)","v":0},{"$f":"VLOOKUP($D$3&\"_\"&O$3,データシート2!$A:$SI,MATCH($G$2&\"_\"&$C92,データシート2!$A$1:$SI$1,0),0)","v":0},{"$f":"VLOOKUP($D$3&\"_\"&P$3,データシート2!$A:$SI,MATCH($G$2&\"_\"&$C92,データシート2!$A$1:$SI$1,0),0)","v":0},{"$f":"VLOOKUP($D$3&\"_\"&Q$3,データシート2!$A:$SI,MATCH($G$2&\"_\"&$C92,データシート2!$A$1:$SI$1,0),0)","v":0},{"$f":"VLOOKUP($D$3&\"_\"&R$3,データシート2!$A:$SI,MATCH($R$2&\"_\"&$C92,データシート2!$A$1:$SI$1,0),0)","v":0},{"$f":"VLOOKUP($D$3&\"_\"&S$3,データシート2!$A:$SI,MATCH($R$2&\"_\"&$C92,データシート2!$A$1:$SI$1,0),0)","v":0},{"$f":"VLOOKUP($D$3&\"_\"&T$3,データシート2!$A:$SI,MATCH($R$2&\"_\"&$C92,データシート2!$A$1:$SI$1,0),0)","v":0},{"$f":"VLOOKUP($D$3&\"_\"&U$3,データシート2!$A:$SI,MATCH($R$2&\"_\"&$C92,データシート2!$A$1:$SI$1,0),0)","v":0},{"$f":"VLOOKUP($D$3&\"_\"&V$3,データシート2!$A:$SI,MATCH($R$2&\"_\"&$C92,データシート2!$A$1:$SI$1,0),0)","v":0},{"$f":"VLOOKUP($D$3&\"_\"&W$3,データシート2!$A:$SI,MATCH($R$2&\"_\"&$C92,データシート2!$A$1:$SI$1,0),0)","v":0},{"$f":"VLOOKUP($D$3&\"_\"&X$3,データシート2!$A:$SI,MATCH($R$2&\"_\"&$C92,データシート2!$A$1:$SI$1,0),0)","v":0},{"$f":"VLOOKUP($D$3&\"_\"&Y$3,データシート2!$A:$SI,MATCH($R$2&\"_\"&$C92,データシート2!$A$1:$SI$1,0),0)","v":0},{"$f":"VLOOKUP($D$3&\"_\"&Z$3,データシート2!$A:$SI,MATCH($R$2&\"_\"&$C92,データシート2!$A$1:$SI$1,0),0)","v":0},{"$f":"VLOOKUP($D$3&\"_\"&AA$3,データシート2!$A:$SI,MATCH($R$2&\"_\"&$C92,データシート2!$A$1:$SI$1,0),0)","v":0},{"$f":"VLOOKUP($D$3&\"_\"&AB$3,データシート2!$A:$SI,MATCH($R$2&\"_\"&$C92,データシート2!$A$1:$SI$1,0),0)","v":0}]
[null,null,64,"貸金業，クレジットカード業等非預金信用機関",null,null,{"$f":"VLOOKUP($D$3&\"_\"&G$3,データシート2!$A:$SI,MATCH($G$2&\"_\"&$C93,データシート2!$A$1:$SI$1,0),0)","v":0},{"$f":"VLOOKUP($D$3&\"_\"&H$3,データシート2!$A:$SI,MATCH($G$2&\"_\"&$C93,データシート2!$A$1:$SI$1,0),0)","v":0},{"$f":"VLOOKUP($D$3&\"_\"&I$3,データシート2!$A:$SI,MATCH($G$2&\"_\"&$C93,データシート2!$A$1:$SI$1,0),0)","v":0},{"$f":"VLOOKUP($D$3&\"_\"&J$3,データシート2!$A:$SI,MATCH($G$2&\"_\"&$C93,データシート2!$A$1:$SI$1,0),0)","v":0},{"$f":"VLOOKUP($D$3&\"_\"&K$3,データシート2!$A:$SI,MATCH($G$2&\"_\"&$C93,データシート2!$A$1:$SI$1,0),0)","v":0},{"$f":"VLOOKUP($D$3&\"_\"&L$3,データシート2!$A:$SI,MATCH($G$2&\"_\"&$C93,データシート2!$A$1:$SI$1,0),0)","v":0},{"$f":"VLOOKUP($D$3&\"_\"&M$3,データシート2!$A:$SI,MATCH($G$2&\"_\"&$C93,データシート2!$A$1:$SI$1,0),0)","v":0},{"$f":"VLOOKUP($D$3&\"_\"&N$3,データシート2!$A:$SI,MATCH($G$2&\"_\"&$C93,データシート2!$A$1:$SI$1,0),0)","v":0},{"$f":"VLOOKUP($D$3&\"_\"&O$3,データシート2!$A:$SI,MATCH($G$2&\"_\"&$C93,データシート2!$A$1:$SI$1,0),0)","v":0},{"$f":"VLOOKUP($D$3&\"_\"&P$3,データシート2!$A:$SI,MATCH($G$2&\"_\"&$C93,データシート2!$A$1:$SI$1,0),0)","v":0},{"$f":"VLOOKUP($D$3&\"_\"&Q$3,データシート2!$A:$SI,MATCH($G$2&\"_\"&$C93,データシート2!$A$1:$SI$1,0),0)","v":0},{"$f":"VLOOKUP($D$3&\"_\"&R$3,データシート2!$A:$SI,MATCH($R$2&\"_\"&$C93,データシート2!$A$1:$SI$1,0),0)","v":0},{"$f":"VLOOKUP($D$3&\"_\"&S$3,データシート2!$A:$SI,MATCH($R$2&\"_\"&$C93,データシート2!$A$1:$SI$1,0),0)","v":0},{"$f":"VLOOKUP($D$3&\"_\"&T$3,データシート2!$A:$SI,MATCH($R$2&\"_\"&$C93,データシート2!$A$1:$SI$1,0),0)","v":0},{"$f":"VLOOKUP($D$3&\"_\"&U$3,データシート2!$A:$SI,MATCH($R$2&\"_\"&$C93,データシート2!$A$1:$SI$1,0),0)","v":0},{"$f":"VLOOKUP($D$3&\"_\"&V$3,データシート2!$A:$SI,MATCH($R$2&\"_\"&$C93,データシート2!$A$1:$SI$1,0),0)","v":0},{"$f":"VLOOKUP($D$3&\"_\"&W$3,データシート2!$A:$SI,MATCH($R$2&\"_\"&$C93,データシート2!$A$1:$SI$1,0),0)","v":0},{"$f":"VLOOKUP($D$3&\"_\"&X$3,データシート2!$A:$SI,MATCH($R$2&\"_\"&$C93,データシート2!$A$1:$SI$1,0),0)","v":0},{"$f":"VLOOKUP($D$3&\"_\"&Y$3,データシート2!$A:$SI,MATCH($R$2&\"_\"&$C93,データシート2!$A$1:$SI$1,0),0)","v":0},{"$f":"VLOOKUP($D$3&\"_\"&Z$3,データシート2!$A:$SI,MATCH($R$2&\"_\"&$C93,データシート2!$A$1:$SI$1,0),0)","v":0},{"$f":"VLOOKUP($D$3&\"_\"&AA$3,データシート2!$A:$SI,MATCH($R$2&\"_\"&$C93,データシート2!$A$1:$SI$1,0),0)","v":0},{"$f":"VLOOKUP($D$3&\"_\"&AB$3,データシート2!$A:$SI,MATCH($R$2&\"_\"&$C93,データシート2!$A$1:$SI$1,0),0)","v":0}]
[null,null,65,"金融商品取引業，商品先物取引業",null,null,{"$f":"VLOOKUP($D$3&\"_\"&G$3,データシート2!$A:$SI,MATCH($G$2&\"_\"&$C94,データシート2!$A$1:$SI$1,0),0)","v":0},{"$f":"VLOOKUP($D$3&\"_\"&H$3,データシート2!$A:$SI,MATCH($G$2&\"_\"&$C94,データシート2!$A$1:$SI$1,0),0)","v":0},{"$f":"VLOOKUP($D$3&\"_\"&I$3,データシート2!$A:$SI,MATCH($G$2&\"_\"&$C94,データシート2!$A$1:$SI$1,0),0)","v":0},{"$f":"VLOOKUP($D$3&\"_\"&J$3,データシート2!$A:$SI,MATCH($G$2&\"_\"&$C94,データシート2!$A$1:$SI$1,0),0)","v":0},{"$f":"VLOOKUP($D$3&\"_\"&K$3,データシート2!$A:$SI,MATCH($G$2&\"_\"&$C94,データシート2!$A$1:$SI$1,0),0)","v":0},{"$f":"VLOOKUP($D$3&\"_\"&L$3,データシート2!$A:$SI,MATCH($G$2&\"_\"&$C94,データシート2!$A$1:$SI$1,0),0)","v":0},{"$f":"VLOOKUP($D$3&\"_\"&M$3,データシート2!$A:$SI,MATCH($G$2&\"_\"&$C94,データシート2!$A$1:$SI$1,0),0)","v":0},{"$f":"VLOOKUP($D$3&\"_\"&N$3,データシート2!$A:$SI,MATCH($G$2&\"_\"&$C94,データシート2!$A$1:$SI$1,0),0)","v":0},{"$f":"VLOOKUP($D$3&\"_\"&O$3,データシート2!$A:$SI,MATCH($G$2&\"_\"&$C94,データシート2!$A$1:$SI$1,0),0)","v":0},{"$f":"VLOOKUP($D$3&\"_\"&P$3,データシート2!$A:$SI,MATCH($G$2&\"_\"&$C94,データシート2!$A$1:$SI$1,0),0)","v":0},{"$f":"VLOOKUP($D$3&\"_\"&Q$3,データシート2!$A:$SI,MATCH($G$2&\"_\"&$C94,データシート2!$A$1:$SI$1,0),0)","v":0},{"$f":"VLOOKUP($D$3&\"_\"&R$3,データシート2!$A:$SI,MATCH($R$2&\"_\"&$C94,データシート2!$A$1:$SI$1,0),0)","v":0},{"$f":"VLOOKUP($D$3&\"_\"&S$3,データシート2!$A:$SI,MATCH($R$2&\"_\"&$C94,データシート2!$A$1:$SI$1,0),0)","v":0},{"$f":"VLOOKUP($D$3&\"_\"&T$3,データシート2!$A:$SI,MATCH($R$2&\"_\"&$C94,データシート2!$A$1:$SI$1,0),0)","v":0},{"$f":"VLOOKUP($D$3&\"_\"&U$3,データシート2!$A:$SI,MATCH($R$2&\"_\"&$C94,データシート2!$A$1:$SI$1,0),0)","v":0},{"$f":"VLOOKUP($D$3&\"_\"&V$3,データシート2!$A:$SI,MATCH($R$2&\"_\"&$C94,データシート2!$A$1:$SI$1,0),0)","v":0},{"$f":"VLOOKUP($D$3&\"_\"&W$3,データシート2!$A:$SI,MATCH($R$2&\"_\"&$C94,データシート2!$A$1:$SI$1,0),0)","v":0},{"$f":"VLOOKUP($D$3&\"_\"&X$3,データシート2!$A:$SI,MATCH($R$2&\"_\"&$C94,データシート2!$A$1:$SI$1,0),0)","v":0},{"$f":"VLOOKUP($D$3&\"_\"&Y$3,データシート2!$A:$SI,MATCH($R$2&\"_\"&$C94,データシート2!$A$1:$SI$1,0),0)","v":0},{"$f":"VLOOKUP($D$3&\"_\"&Z$3,データシート2!$A:$SI,MATCH($R$2&\"_\"&$C94,データシート2!$A$1:$SI$1,0),0)","v":0},{"$f":"VLOOKUP($D$3&\"_\"&AA$3,データシート2!$A:$SI,MATCH($R$2&\"_\"&$C94,データシート2!$A$1:$SI$1,0),0)","v":0},{"$f":"VLOOKUP($D$3&\"_\"&AB$3,データシート2!$A:$SI,MATCH($R$2&\"_\"&$C94,データシート2!$A$1:$SI$1,0),0)","v":0}]
[null,null,66,"補助的金融業等",null,null,{"$f":"VLOOKUP($D$3&\"_\"&G$3,データシート2!$A:$SI,MATCH($G$2&\"_\"&$C95,データシート2!$A$1:$SI$1,0),0)","v":0},{"$f":"VLOOKUP($D$3&\"_\"&H$3,データシート2!$A:$SI,MATCH($G$2&\"_\"&$C95,データシート2!$A$1:$SI$1,0),0)","v":0},{"$f":"VLOOKUP($D$3&\"_\"&I$3,データシート2!$A:$SI,MATCH($G$2&\"_\"&$C95,データシート2!$A$1:$SI$1,0),0)","v":0},{"$f":"VLOOKUP($D$3&\"_\"&J$3,データシート2!$A:$SI,MATCH($G$2&\"_\"&$C95,データシート2!$A$1:$SI$1,0),0)","v":0},{"$f":"VLOOKUP($D$3&\"_\"&K$3,データシート2!$A:$SI,MATCH($G$2&\"_\"&$C95,データシート2!$A$1:$SI$1,0),0)","v":0},{"$f":"VLOOKUP($D$3&\"_\"&L$3,データシート2!$A:$SI,MATCH($G$2&\"_\"&$C95,データシート2!$A$1:$SI$1,0),0)","v":0},{"$f":"VLOOKUP($D$3&\"_\"&M$3,データシート2!$A:$SI,MATCH($G$2&\"_\"&$C95,データシート2!$A$1:$SI$1,0),0)","v":0},{"$f":"VLOOKUP($D$3&\"_\"&N$3,データシート2!$A:$SI,MATCH($G$2&\"_\"&$C95,データシート2!$A$1:$SI$1,0),0)","v":0},{"$f":"VLOOKUP($D$3&\"_\"&O$3,データシート2!$A:$SI,MATCH($G$2&\"_\"&$C95,データシート2!$A$1:$SI$1,0),0)","v":0},{"$f":"VLOOKUP($D$3&\"_\"&P$3,データシート2!$A:$SI,MATCH($G$2&\"_\"&$C95,データシート2!$A$1:$SI$1,0),0)","v":0},{"$f":"VLOOKUP($D$3&\"_\"&Q$3,データシート2!$A:$SI,MATCH($G$2&\"_\"&$C95,データシート2!$A$1:$SI$1,0),0)","v":0},{"$f":"VLOOKUP($D$3&\"_\"&R$3,データシート2!$A:$SI,MATCH($R$2&\"_\"&$C95,データシート2!$A$1:$SI$1,0),0)","v":0},{"$f":"VLOOKUP($D$3&\"_\"&S$3,データシート2!$A:$SI,MATCH($R$2&\"_\"&$C95,データシート2!$A$1:$SI$1,0),0)","v":0},{"$f":"VLOOKUP($D$3&\"_\"&T$3,データシート2!$A:$SI,MATCH($R$2&\"_\"&$C95,データシート2!$A$1:$SI$1,0),0)","v":0},{"$f":"VLOOKUP($D$3&\"_\"&U$3,データシート2!$A:$SI,MATCH($R$2&\"_\"&$C95,データシート2!$A$1:$SI$1,0),0)","v":0},{"$f":"VLOOKUP($D$3&\"_\"&V$3,データシート2!$A:$SI,MATCH($R$2&\"_\"&$C95,データシート2!$A$1:$SI$1,0),0)","v":0},{"$f":"VLOOKUP($D$3&\"_\"&W$3,データシート2!$A:$SI,MATCH($R$2&\"_\"&$C95,データシート2!$A$1:$SI$1,0),0)","v":0},{"$f":"VLOOKUP($D$3&\"_\"&X$3,データシート2!$A:$SI,MATCH($R$2&\"_\"&$C95,データシート2!$A$1:$SI$1,0),0)","v":0},{"$f":"VLOOKUP($D$3&\"_\"&Y$3,データシート2!$A:$SI,MATCH($R$2&\"_\"&$C95,データシート2!$A$1:$SI$1,0),0)","v":0},{"$f":"VLOOKUP($D$3&\"_\"&Z$3,データシート2!$A:$SI,MATCH($R$2&\"_\"&$C95,データシート2!$A$1:$SI$1,0),0)","v":0},{"$f":"VLOOKUP($D$3&\"_\"&AA$3,データシート2!$A:$SI,MATCH($R$2&\"_\"&$C95,データシート2!$A$1:$SI$1,0),0)","v":0},{"$f":"VLOOKUP($D$3&\"_\"&AB$3,データシート2!$A:$SI,MATCH($R$2&\"_\"&$C95,データシート2!$A$1:$SI$1,0),0)","v":0}]
[null,null,67,"保険業（保険媒介代理業，保険サービス業を含む）",null,null,{"$f":"VLOOKUP($D$3&\"_\"&G$3,データシート2!$A:$SI,MATCH($G$2&\"_\"&$C96,データシート2!$A$1:$SI$1,0),0)","v":0},{"$f":"VLOOKUP($D$3&\"_\"&H$3,データシート2!$A:$SI,MATCH($G$2&\"_\"&$C96,データシート2!$A$1:$SI$1,0),0)","v":0},{"$f":"VLOOKUP($D$3&\"_\"&I$3,データシート2!$A:$SI,MATCH($G$2&\"_\"&$C96,データシート2!$A$1:$SI$1,0),0)","v":0},{"$f":"VLOOKUP($D$3&\"_\"&J$3,データシート2!$A:$SI,MATCH($G$2&\"_\"&$C96,データシート2!$A$1:$SI$1,0),0)","v":0},{"$f":"VLOOKUP($D$3&\"_\"&K$3,データシート2!$A:$SI,MATCH($G$2&\"_\"&$C96,データシート2!$A$1:$SI$1,0),0)","v":0},{"$f":"VLOOKUP($D$3&\"_\"&L$3,データシート2!$A:$SI,MATCH($G$2&\"_\"&$C96,データシート2!$A$1:$SI$1,0),0)","v":0},{"$f":"VLOOKUP($D$3&\"_\"&M$3,データシート2!$A:$SI,MATCH($G$2&\"_\"&$C96,データシート2!$A$1:$SI$1,0),0)","v":0},{"$f":"VLOOKUP($D$3&\"_\"&N$3,データシート2!$A:$SI,MATCH($G$2&\"_\"&$C96,データシート2!$A$1:$SI$1,0),0)","v":0},{"$f":"VLOOKUP($D$3&\"_\"&O$3,データシート2!$A:$SI,MATCH($G$2&\"_\"&$C96,データシート2!$A$1:$SI$1,0),0)","v":0},{"$f":"VLOOKUP($D$3&\"_\"&P$3,データシート2!$A:$SI,MATCH($G$2&\"_\"&$C96,データシート2!$A$1:$SI$1,0),0)","v":0},{"$f":"VLOOKUP($D$3&\"_\"&Q$3,データシート2!$A:$SI,MATCH($G$2&\"_\"&$C96,データシート2!$A$1:$SI$1,0),0)","v":0},{"$f":"VLOOKUP($D$3&\"_\"&R$3,データシート2!$A:$SI,MATCH($R$2&\"_\"&$C96,データシート2!$A$1:$SI$1,0),0)","v":0},{"$f":"VLOOKUP($D$3&\"_\"&S$3,データシート2!$A:$SI,MATCH($R$2&\"_\"&$C96,データシート2!$A$1:$SI$1,0),0)","v":0},{"$f":"VLOOKUP($D$3&\"_\"&T$3,データシート2!$A:$SI,MATCH($R$2&\"_\"&$C96,データシート2!$A$1:$SI$1,0),0)","v":0},{"$f":"VLOOKUP($D$3&\"_\"&U$3,データシート2!$A:$SI,MATCH($R$2&\"_\"&$C96,データシート2!$A$1:$SI$1,0),0)","v":0},{"$f":"VLOOKUP($D$3&\"_\"&V$3,データシート2!$A:$SI,MATCH($R$2&\"_\"&$C96,データシート2!$A$1:$SI$1,0),0)","v":0},{"$f":"VLOOKUP($D$3&\"_\"&W$3,データシート2!$A:$SI,MATCH($R$2&\"_\"&$C96,データシート2!$A$1:$SI$1,0),0)","v":0},{"$f":"VLOOKUP($D$3&\"_\"&X$3,データシート2!$A:$SI,MATCH($R$2&\"_\"&$C96,データシート2!$A$1:$SI$1,0),0)","v":0},{"$f":"VLOOKUP($D$3&\"_\"&Y$3,データシート2!$A:$SI,MATCH($R$2&\"_\"&$C96,データシート2!$A$1:$SI$1,0),0)","v":0},{"$f":"VLOOKUP($D$3&\"_\"&Z$3,データシート2!$A:$SI,MATCH($R$2&\"_\"&$C96,データシート2!$A$1:$SI$1,0),0)","v":0},{"$f":"VLOOKUP($D$3&\"_\"&AA$3,データシート2!$A:$SI,MATCH($R$2&\"_\"&$C96,データシート2!$A$1:$SI$1,0),0)","v":0},{"$f":"VLOOKUP($D$3&\"_\"&AB$3,データシート2!$A:$SI,MATCH($R$2&\"_\"&$C96,データシート2!$A$1:$SI$1,0),0)","v":0}]
[null,"K","不動産業，物品賃貸業",{"$nulls":3},{"$f":"VLOOKUP($D$3&\"_\"&G$3,データシート2!$A:$SI,MATCH($G$2&\"_\"&$B97,データシート2!$A$1:$SI$1,0),0)","v":0},{"$f":"VLOOKUP($D$3&\"_\"&H$3,データシート2!$A:$SI,MATCH($G$2&\"_\"&$B97,データシート2!$A$1:$SI$1,0),0)","v":0},{"$f":"VLOOKUP($D$3&\"_\"&I$3,データシート2!$A:$SI,MATCH($G$2&\"_\"&$B97,データシート2!$A$1:$SI$1,0),0)","v":0},{"$f":"VLOOKUP($D$3&\"_\"&J$3,データシート2!$A:$SI,MATCH($G$2&\"_\"&$B97,データシート2!$A$1:$SI$1,0),0)","v":0},{"$f":"VLOOKUP($D$3&\"_\"&K$3,データシート2!$A:$SI,MATCH($G$2&\"_\"&$B97,データシート2!$A$1:$SI$1,0),0)","v":0},{"$f":"VLOOKUP($D$3&\"_\"&L$3,データシート2!$A:$SI,MATCH($G$2&\"_\"&$B97,データシート2!$A$1:$SI$1,0),0)","v":0},{"$f":"VLOOKUP($D$3&\"_\"&M$3,データシート2!$A:$SI,MATCH($G$2&\"_\"&$B97,データシート2!$A$1:$SI$1,0),0)","v":0},{"$f":"VLOOKUP($D$3&\"_\"&N$3,データシート2!$A:$SI,MATCH($G$2&\"_\"&$B97,データシート2!$A$1:$SI$1,0),0)","v":0},{"$f":"VLOOKUP($D$3&\"_\"&O$3,データシート2!$A:$SI,MATCH($G$2&\"_\"&$B97,データシート2!$A$1:$SI$1,0),0)","v":0},{"$f":"VLOOKUP($D$3&\"_\"&P$3,データシート2!$A:$SI,MATCH($G$2&\"_\"&$B97,データシート2!$A$1:$SI$1,0),0)","v":0},{"$f":"VLOOKUP($D$3&\"_\"&Q$3,データシート2!$A:$SI,MATCH($G$2&\"_\"&$B97,データシート2!$A$1:$SI$1,0),0)","v":0},{"$f":"VLOOKUP($D$3&\"_\"&R$3,データシート2!$A:$SI,MATCH($R$2&\"_\"&$B97,データシート2!$A$1:$SI$1,0),0)","v":0},{"$f":"VLOOKUP($D$3&\"_\"&S$3,データシート2!$A:$SI,MATCH($R$2&\"_\"&$B97,データシート2!$A$1:$SI$1,0),0)","v":0},{"$f":"VLOOKUP($D$3&\"_\"&T$3,データシート2!$A:$SI,MATCH($R$2&\"_\"&$B97,データシート2!$A$1:$SI$1,0),0)","v":0},{"$f":"VLOOKUP($D$3&\"_\"&U$3,データシート2!$A:$SI,MATCH($R$2&\"_\"&$B97,データシート2!$A$1:$SI$1,0),0)","v":0},{"$f":"VLOOKUP($D$3&\"_\"&V$3,データシート2!$A:$SI,MATCH($R$2&\"_\"&$B97,データシート2!$A$1:$SI$1,0),0)","v":0},{"$f":"VLOOKUP($D$3&\"_\"&W$3,データシート2!$A:$SI,MATCH($R$2&\"_\"&$B97,データシート2!$A$1:$SI$1,0),0)","v":0},{"$f":"VLOOKUP($D$3&\"_\"&X$3,データシート2!$A:$SI,MATCH($R$2&\"_\"&$B97,データシート2!$A$1:$SI$1,0),0)","v":0},{"$f":"VLOOKUP($D$3&\"_\"&Y$3,データシート2!$A:$SI,MATCH($R$2&\"_\"&$B97,データシート2!$A$1:$SI$1,0),0)","v":0},{"$f":"VLOOKUP($D$3&\"_\"&Z$3,データシート2!$A:$SI,MATCH($R$2&\"_\"&$B97,データシート2!$A$1:$SI$1,0),0)","v":0},{"$f":"VLOOKUP($D$3&\"_\"&AA$3,データシート2!$A:$SI,MATCH($R$2&\"_\"&$B97,データシート2!$A$1:$SI$1,0),0)","v":0},{"$f":"VLOOKUP($D$3&\"_\"&AB$3,データシート2!$A:$SI,MATCH($R$2&\"_\"&$B97,データシート2!$A$1:$SI$1,0),0)","v":0}]
[null,null,68,"不動産取引業",null,null,{"$f":"VLOOKUP($D$3&\"_\"&G$3,データシート2!$A:$SI,MATCH($G$2&\"_\"&$C98,データシート2!$A$1:$SI$1,0),0)","v":0},{"$f":"VLOOKUP($D$3&\"_\"&H$3,データシート2!$A:$SI,MATCH($G$2&\"_\"&$C98,データシート2!$A$1:$SI$1,0),0)","v":0},{"$f":"VLOOKUP($D$3&\"_\"&I$3,データシート2!$A:$SI,MATCH($G$2&\"_\"&$C98,データシート2!$A$1:$SI$1,0),0)","v":0},{"$f":"VLOOKUP($D$3&\"_\"&J$3,データシート2!$A:$SI,MATCH($G$2&\"_\"&$C98,データシート2!$A$1:$SI$1,0),0)","v":0},{"$f":"VLOOKUP($D$3&\"_\"&K$3,データシート2!$A:$SI,MATCH($G$2&\"_\"&$C98,データシート2!$A$1:$SI$1,0),0)","v":0},{"$f":"VLOOKUP($D$3&\"_\"&L$3,データシート2!$A:$SI,MATCH($G$2&\"_\"&$C98,データシート2!$A$1:$SI$1,0),0)","v":0},{"$f":"VLOOKUP($D$3&\"_\"&M$3,データシート2!$A:$SI,MATCH($G$2&\"_\"&$C98,データシート2!$A$1:$SI$1,0),0)","v":0},{"$f":"VLOOKUP($D$3&\"_\"&N$3,データシート2!$A:$SI,MATCH($G$2&\"_\"&$C98,データシート2!$A$1:$SI$1,0),0)","v":0},{"$f":"VLOOKUP($D$3&\"_\"&O$3,データシート2!$A:$SI,MATCH($G$2&\"_\"&$C98,データシート2!$A$1:$SI$1,0),0)","v":0},{"$f":"VLOOKUP($D$3&\"_\"&P$3,データシート2!$A:$SI,MATCH($G$2&\"_\"&$C98,データシート2!$A$1:$SI$1,0),0)","v":0},{"$f":"VLOOKUP($D$3&\"_\"&Q$3,データシート2!$A:$SI,MATCH($G$2&\"_\"&$C98,データシート2!$A$1:$SI$1,0),0)","v":0},{"$f":"VLOOKUP($D$3&\"_\"&R$3,データシート2!$A:$SI,MATCH($R$2&\"_\"&$C98,データシート2!$A$1:$SI$1,0),0)","v":0},{"$f":"VLOOKUP($D$3&\"_\"&S$3,データシート2!$A:$SI,MATCH($R$2&\"_\"&$C98,データシート2!$A$1:$SI$1,0),0)","v":0},{"$f":"VLOOKUP($D$3&\"_\"&T$3,データシート2!$A:$SI,MATCH($R$2&\"_\"&$C98,データシート2!$A$1:$SI$1,0),0)","v":0},{"$f":"VLOOKUP($D$3&\"_\"&U$3,データシート2!$A:$SI,MATCH($R$2&\"_\"&$C98,データシート2!$A$1:$SI$1,0),0)","v":0},{"$f":"VLOOKUP($D$3&\"_\"&V$3,データシート2!$A:$SI,MATCH($R$2&\"_\"&$C98,データシート2!$A$1:$SI$1,0),0)","v":0},{"$f":"VLOOKUP($D$3&\"_\"&W$3,データシート2!$A:$SI,MATCH($R$2&\"_\"&$C98,データシート2!$A$1:$SI$1,0),0)","v":0},{"$f":"VLOOKUP($D$3&\"_\"&X$3,データシート2!$A:$SI,MATCH($R$2&\"_\"&$C98,データシート2!$A$1:$SI$1,0),0)","v":0},{"$f":"VLOOKUP($D$3&\"_\"&Y$3,データシート2!$A:$SI,MATCH($R$2&\"_\"&$C98,データシート2!$A$1:$SI$1,0),0)","v":0},{"$f":"VLOOKUP($D$3&\"_\"&Z$3,データシート2!$A:$SI,MATCH($R$2&\"_\"&$C98,データシート2!$A$1:$SI$1,0),0)","v":0},{"$f":"VLOOKUP($D$3&\"_\"&AA$3,データシート2!$A:$SI,MATCH($R$2&\"_\"&$C98,データシート2!$A$1:$SI$1,0),0)","v":0},{"$f":"VLOOKUP($D$3&\"_\"&AB$3,データシート2!$A:$SI,MATCH($R$2&\"_\"&$C98,データシート2!$A$1:$SI$1,0),0)","v":0}]
[null,null,69,"不動産賃貸業・管理業",null,null,{"$f":"VLOOKUP($D$3&\"_\"&G$3,データシート2!$A:$SI,MATCH($G$2&\"_\"&$C99,データシート2!$A$1:$SI$1,0),0)","v":0},{"$f":"VLOOKUP($D$3&\"_\"&H$3,データシート2!$A:$SI,MATCH($G$2&\"_\"&$C99,データシート2!$A$1:$SI$1,0),0)","v":0},{"$f":"VLOOKUP($D$3&\"_\"&I$3,データシート2!$A:$SI,MATCH($G$2&\"_\"&$C99,データシート2!$A$1:$SI$1,0),0)","v":0},{"$f":"VLOOKUP($D$3&\"_\"&J$3,データシート2!$A:$SI,MATCH($G$2&\"_\"&$C99,データシート2!$A$1:$SI$1,0),0)","v":0},{"$f":"VLOOKUP($D$3&\"_\"&K$3,データシート2!$A:$SI,MATCH($G$2&\"_\"&$C99,データシート2!$A$1:$SI$1,0),0)","v":0},{"$f":"VLOOKUP($D$3&\"_\"&L$3,データシート2!$A:$SI,MATCH($G$2&\"_\"&$C99,データシート2!$A$1:$SI$1,0),0)","v":0},{"$f":"VLOOKUP($D$3&\"_\"&M$3,データシート2!$A:$SI,MATCH($G$2&\"_\"&$C99,データシート2!$A$1:$SI$1,0),0)","v":0},{"$f":"VLOOKUP($D$3&\"_\"&N$3,データシート2!$A:$SI,MATCH($G$2&\"_\"&$C99,データシート2!$A$1:$SI$1,0),0)","v":0},{"$f":"VLOOKUP($D$3&\"_\"&O$3,データシート2!$A:$SI,MATCH($G$2&\"_\"&$C99,データシート2!$A$1:$SI$1,0),0)","v":0},{"$f":"VLOOKUP($D$3&\"_\"&P$3,データシート2!$A:$SI,MATCH($G$2&\"_\"&$C99,データシート2!$A$1:$SI$1,0),0)","v":0},{"$f":"VLOOKUP($D$3&\"_\"&Q$3,データシート2!$A:$SI,MATCH($G$2&\"_\"&$C99,データシート2!$A$1:$SI$1,0),0)","v":0},{"$f":"VLOOKUP($D$3&\"_\"&R$3,データシート2!$A:$SI,MATCH($R$2&\"_\"&$C99,データシート2!$A$1:$SI$1,0),0)","v":0},{"$f":"VLOOKUP($D$3&\"_\"&S$3,データシート2!$A:$SI,MATCH($R$2&\"_\"&$C99,データシート2!$A$1:$SI$1,0),0)","v":0},{"$f":"VLOOKUP($D$3&\"_\"&T$3,データシート2!$A:$SI,MATCH($R$2&\"_\"&$C99,データシート2!$A$1:$SI$1,0),0)","v":0},{"$f":"VLOOKUP($D$3&\"_\"&U$3,データシート2!$A:$SI,MATCH($R$2&\"_\"&$C99,データシート2!$A$1:$SI$1,0),0)","v":0},{"$f":"VLOOKUP($D$3&\"_\"&V$3,データシート2!$A:$SI,MATCH($R$2&\"_\"&$C99,データシート2!$A$1:$SI$1,0),0)","v":0},{"$f":"VLOOKUP($D$3&\"_\"&W$3,データシート2!$A:$SI,MATCH($R$2&\"_\"&$C99,データシート2!$A$1:$SI$1,0),0)","v":0},{"$f":"VLOOKUP($D$3&\"_\"&X$3,データシート2!$A:$SI,MATCH($R$2&\"_\"&$C99,データシート2!$A$1:$SI$1,0),0)","v":0},{"$f":"VLOOKUP($D$3&\"_\"&Y$3,データシート2!$A:$SI,MATCH($R$2&\"_\"&$C99,データシート2!$A$1:$SI$1,0),0)","v":0},{"$f":"VLOOKUP($D$3&\"_\"&Z$3,データシート2!$A:$SI,MATCH($R$2&\"_\"&$C99,データシート2!$A$1:$SI$1,0),0)","v":0},{"$f":"VLOOKUP($D$3&\"_\"&AA$3,データシート2!$A:$SI,MATCH($R$2&\"_\"&$C99,データシート2!$A$1:$SI$1,0),0)","v":0},{"$f":"VLOOKUP($D$3&\"_\"&AB$3,データシート2!$A:$SI,MATCH($R$2&\"_\"&$C99,データシート2!$A$1:$SI$1,0),0)","v":0}]
[null,null,70,"物品賃貸業",null,null,{"$f":"VLOOKUP($D$3&\"_\"&G$3,データシート2!$A:$SI,MATCH($G$2&\"_\"&$C100,データシート2!$A$1:$SI$1,0),0)","v":0},{"$f":"VLOOKUP($D$3&\"_\"&H$3,データシート2!$A:$SI,MATCH($G$2&\"_\"&$C100,データシート2!$A$1:$SI$1,0),0)","v":0},{"$f":"VLOOKUP($D$3&\"_\"&I$3,データシート2!$A:$SI,MATCH($G$2&\"_\"&$C100,データシート2!$A$1:$SI$1,0),0)","v":0},{"$f":"VLOOKUP($D$3&\"_\"&J$3,データシート2!$A:$SI,MATCH($G$2&\"_\"&$C100,データシート2!$A$1:$SI$1,0),0)","v":0},{"$f":"VLOOKUP($D$3&\"_\"&K$3,データシート2!$A:$SI,MATCH($G$2&\"_\"&$C100,データシート2!$A$1:$SI$1,0),0)","v":0},{"$f":"VLOOKUP($D$3&\"_\"&L$3,データシート2!$A:$SI,MATCH($G$2&\"_\"&$C100,データシート2!$A$1:$SI$1,0),0)","v":0},{"$f":"VLOOKUP($D$3&\"_\"&M$3,データシート2!$A:$SI,MATCH($G$2&\"_\"&$C100,データシート2!$A$1:$SI$1,0),0)","v":0},{"$f":"VLOOKUP($D$3&\"_\"&N$3,データシート2!$A:$SI,MATCH($G$2&\"_\"&$C100,データシート2!$A$1:$SI$1,0),0)","v":0},{"$f":"VLOOKUP($D$3&\"_\"&O$3,データシート2!$A:$SI,MATCH($G$2&\"_\"&$C100,データシート2!$A$1:$SI$1,0),0)","v":0},{"$f":"VLOOKUP($D$3&\"_\"&P$3,データシート2!$A:$SI,MATCH($G$2&\"_\"&$C100,データシート2!$A$1:$SI$1,0),0)","v":0},{"$f":"VLOOKUP($D$3&\"_\"&Q$3,データシート2!$A:$SI,MATCH($G$2&\"_\"&$C100,データシート2!$A$1:$SI$1,0),0)","v":0},{"$f":"VLOOKUP($D$3&\"_\"&R$3,データシート2!$A:$SI,MATCH($R$2&\"_\"&$C100,データシート2!$A$1:$SI$1,0),0)","v":0},{"$f":"VLOOKUP($D$3&\"_\"&S$3,データシート2!$A:$SI,MATCH($R$2&\"_\"&$C100,データシート2!$A$1:$SI$1,0),0)","v":0},{"$f":"VLOOKUP($D$3&\"_\"&T$3,データシート2!$A:$SI,MATCH($R$2&\"_\"&$C100,データシート2!$A$1:$SI$1,0),0)","v":0},{"$f":"VLOOKUP($D$3&\"_\"&U$3,データシート2!$A:$SI,MATCH($R$2&\"_\"&$C100,データシート2!$A$1:$SI$1,0),0)","v":0},{"$f":"VLOOKUP($D$3&\"_\"&V$3,データシート2!$A:$SI,MATCH($R$2&\"_\"&$C100,データシート2!$A$1:$SI$1,0),0)","v":0},{"$f":"VLOOKUP($D$3&\"_\"&W$3,データシート2!$A:$SI,MATCH($R$2&\"_\"&$C100,データシート2!$A$1:$SI$1,0),0)","v":0},{"$f":"VLOOKUP($D$3&\"_\"&X$3,データシート2!$A:$SI,MATCH($R$2&\"_\"&$C100,データシート2!$A$1:$SI$1,0),0)","v":0},{"$f":"VLOOKUP($D$3&\"_\"&Y$3,データシート2!$A:$SI,MATCH($R$2&\"_\"&$C100,データシート2!$A$1:$SI$1,0),0)","v":0},{"$f":"VLOOKUP($D$3&\"_\"&Z$3,データシート2!$A:$SI,MATCH($R$2&\"_\"&$C100,データシート2!$A$1:$SI$1,0),0)","v":0},{"$f":"VLOOKUP($D$3&\"_\"&AA$3,データシート2!$A:$SI,MATCH($R$2&\"_\"&$C100,データシート2!$A$1:$SI$1,0),0)","v":0},{"$f":"VLOOKUP($D$3&\"_\"&AB$3,データシート2!$A:$SI,MATCH($R$2&\"_\"&$C100,データシート2!$A$1:$SI$1,0),0)","v":0}]
[null,"L","学術研究,専門･技術ｻｰﾋﾞｽ業",{"$nulls":3},{"$f":"VLOOKUP($D$3&\"_\"&G$3,データシート2!$A:$SI,MATCH($G$2&\"_\"&$B101,データシート2!$A$1:$SI$1,0),0)","v":0},{"$f":"VLOOKUP($D$3&\"_\"&H$3,データシート2!$A:$SI,MATCH($G$2&\"_\"&$B101,データシート2!$A$1:$SI$1,0),0)","v":0},{"$f":"VLOOKUP($D$3&\"_\"&I$3,データシート2!$A:$SI,MATCH($G$2&\"_\"&$B101,データシート2!$A$1:$SI$1,0),0)","v":0},{"$f":"VLOOKUP($D$3&\"_\"&J$3,データシート2!$A:$SI,MATCH($G$2&\"_\"&$B101,データシート2!$A$1:$SI$1,0),0)","v":0},{"$f":"VLOOKUP($D$3&\"_\"&K$3,データシート2!$A:$SI,MATCH($G$2&\"_\"&$B101,データシート2!$A$1:$SI$1,0),0)","v":0},{"$f":"VLOOKUP($D$3&\"_\"&L$3,データシート2!$A:$SI,MATCH($G$2&\"_\"&$B101,データシート2!$A$1:$SI$1,0),0)","v":0},{"$f":"VLOOKUP($D$3&\"_\"&M$3,データシート2!$A:$SI,MATCH($G$2&\"_\"&$B101,データシート2!$A$1:$SI$1,0),0)","v":0},{"$f":"VLOOKUP($D$3&\"_\"&N$3,データシート2!$A:$SI,MATCH($G$2&\"_\"&$B101,データシート2!$A$1:$SI$1,0),0)","v":0},{"$f":"VLOOKUP($D$3&\"_\"&O$3,データシート2!$A:$SI,MATCH($G$2&\"_\"&$B101,データシート2!$A$1:$SI$1,0),0)","v":0},{"$f":"VLOOKUP($D$3&\"_\"&P$3,データシート2!$A:$SI,MATCH($G$2&\"_\"&$B101,データシート2!$A$1:$SI$1,0),0)","v":0},{"$f":"VLOOKUP($D$3&\"_\"&Q$3,データシート2!$A:$SI,MATCH($G$2&\"_\"&$B101,データシート2!$A$1:$SI$1,0),0)","v":0},{"$f":"VLOOKUP($D$3&\"_\"&R$3,データシート2!$A:$SI,MATCH($R$2&\"_\"&$B101,データシート2!$A$1:$SI$1,0),0)","v":0},{"$f":"VLOOKUP($D$3&\"_\"&S$3,データシート2!$A:$SI,MATCH($R$2&\"_\"&$B101,データシート2!$A$1:$SI$1,0),0)","v":0},{"$f":"VLOOKUP($D$3&\"_\"&T$3,データシート2!$A:$SI,MATCH($R$2&\"_\"&$B101,データシート2!$A$1:$SI$1,0),0)","v":0},{"$f":"VLOOKUP($D$3&\"_\"&U$3,データシート2!$A:$SI,MATCH($R$2&\"_\"&$B101,データシート2!$A$1:$SI$1,0),0)","v":0},{"$f":"VLOOKUP($D$3&\"_\"&V$3,データシート2!$A:$SI,MATCH($R$2&\"_\"&$B101,データシート2!$A$1:$SI$1,0),0)","v":0},{"$f":"VLOOKUP($D$3&\"_\"&W$3,データシート2!$A:$SI,MATCH($R$2&\"_\"&$B101,データシート2!$A$1:$SI$1,0),0)","v":0},{"$f":"VLOOKUP($D$3&\"_\"&X$3,データシート2!$A:$SI,MATCH($R$2&\"_\"&$B101,データシート2!$A$1:$SI$1,0),0)","v":0},{"$f":"VLOOKUP($D$3&\"_\"&Y$3,データシート2!$A:$SI,MATCH($R$2&\"_\"&$B101,データシート2!$A$1:$SI$1,0),0)","v":0},{"$f":"VLOOKUP($D$3&\"_\"&Z$3,データシート2!$A:$SI,MATCH($R$2&\"_\"&$B101,データシート2!$A$1:$SI$1,0),0)","v":0},{"$f":"VLOOKUP($D$3&\"_\"&AA$3,データシート2!$A:$SI,MATCH($R$2&\"_\"&$B101,データシート2!$A$1:$SI$1,0),0)","v":0},{"$f":"VLOOKUP($D$3&\"_\"&AB$3,データシート2!$A:$SI,MATCH($R$2&\"_\"&$B101,データシート2!$A$1:$SI$1,0),0)","v":0}]
[null,null,71,"学術・開発研究機関",null,null,{"$f":"VLOOKUP($D$3&\"_\"&G$3,データシート2!$A:$SI,MATCH($G$2&\"_\"&$C102,データシート2!$A$1:$SI$1,0),0)","v":0},{"$f":"VLOOKUP($D$3&\"_\"&H$3,データシート2!$A:$SI,MATCH($G$2&\"_\"&$C102,データシート2!$A$1:$SI$1,0),0)","v":0},{"$f":"VLOOKUP($D$3&\"_\"&I$3,データシート2!$A:$SI,MATCH($G$2&\"_\"&$C102,データシート2!$A$1:$SI$1,0),0)","v":0},{"$f":"VLOOKUP($D$3&\"_\"&J$3,データシート2!$A:$SI,MATCH($G$2&\"_\"&$C102,データシート2!$A$1:$SI$1,0),0)","v":0},{"$f":"VLOOKUP($D$3&\"_\"&K$3,データシート2!$A:$SI,MATCH($G$2&\"_\"&$C102,データシート2!$A$1:$SI$1,0),0)","v":0},{"$f":"VLOOKUP($D$3&\"_\"&L$3,データシート2!$A:$SI,MATCH($G$2&\"_\"&$C102,データシート2!$A$1:$SI$1,0),0)","v":0},{"$f":"VLOOKUP($D$3&\"_\"&M$3,データシート2!$A:$SI,MATCH($G$2&\"_\"&$C102,データシート2!$A$1:$SI$1,0),0)","v":0},{"$f":"VLOOKUP($D$3&\"_\"&N$3,データシート2!$A:$SI,MATCH($G$2&\"_\"&$C102,データシート2!$A$1:$SI$1,0),0)","v":0},{"$f":"VLOOKUP($D$3&\"_\"&O$3,データシート2!$A:$SI,MATCH($G$2&\"_\"&$C102,データシート2!$A$1:$SI$1,0),0)","v":0},{"$f":"VLOOKUP($D$3&\"_\"&P$3,データシート2!$A:$SI,MATCH($G$2&\"_\"&$C102,データシート2!$A$1:$SI$1,0),0)","v":0},{"$f":"VLOOKUP($D$3&\"_\"&Q$3,データシート2!$A:$SI,MATCH($G$2&\"_\"&$C102,データシート2!$A$1:$SI$1,0),0)","v":0},{"$f":"VLOOKUP($D$3&\"_\"&R$3,データシート2!$A:$SI,MATCH($R$2&\"_\"&$C102,データシート2!$A$1:$SI$1,0),0)","v":0},{"$f":"VLOOKUP($D$3&\"_\"&S$3,データシート2!$A:$SI,MATCH($R$2&\"_\"&$C102,データシート2!$A$1:$SI$1,0),0)","v":0},{"$f":"VLOOKUP($D$3&\"_\"&T$3,データシート2!$A:$SI,MATCH($R$2&\"_\"&$C102,データシート2!$A$1:$SI$1,0),0)","v":0},{"$f":"VLOOKUP($D$3&\"_\"&U$3,データシート2!$A:$SI,MATCH($R$2&\"_\"&$C102,データシート2!$A$1:$SI$1,0),0)","v":0},{"$f":"VLOOKUP($D$3&\"_\"&V$3,データシート2!$A:$SI,MATCH($R$2&\"_\"&$C102,データシート2!$A$1:$SI$1,0),0)","v":0},{"$f":"VLOOKUP($D$3&\"_\"&W$3,データシート2!$A:$SI,MATCH($R$2&\"_\"&$C102,データシート2!$A$1:$SI$1,0),0)","v":0},{"$f":"VLOOKUP($D$3&\"_\"&X$3,データシート2!$A:$SI,MATCH($R$2&\"_\"&$C102,データシート2!$A$1:$SI$1,0),0)","v":0},{"$f":"VLOOKUP($D$3&\"_\"&Y$3,データシート2!$A:$SI,MATCH($R$2&\"_\"&$C102,データシート2!$A$1:$SI$1,0),0)","v":0},{"$f":"VLOOKUP($D$3&\"_\"&Z$3,データシート2!$A:$SI,MATCH($R$2&\"_\"&$C102,データシート2!$A$1:$SI$1,0),0)","v":0},{"$f":"VLOOKUP($D$3&\"_\"&AA$3,データシート2!$A:$SI,MATCH($R$2&\"_\"&$C102,データシート2!$A$1:$SI$1,0),0)","v":0},{"$f":"VLOOKUP($D$3&\"_\"&AB$3,データシート2!$A:$SI,MATCH($R$2&\"_\"&$C102,データシート2!$A$1:$SI$1,0),0)","v":0}]
[null,null,72,"専門サービス業（他に分類されないもの）",null,null,{"$f":"VLOOKUP($D$3&\"_\"&G$3,データシート2!$A:$SI,MATCH($G$2&\"_\"&$C103,データシート2!$A$1:$SI$1,0),0)","v":0},{"$f":"VLOOKUP($D$3&\"_\"&H$3,データシート2!$A:$SI,MATCH($G$2&\"_\"&$C103,データシート2!$A$1:$SI$1,0),0)","v":0},{"$f":"VLOOKUP($D$3&\"_\"&I$3,データシート2!$A:$SI,MATCH($G$2&\"_\"&$C103,データシート2!$A$1:$SI$1,0),0)","v":0},{"$f":"VLOOKUP($D$3&\"_\"&J$3,データシート2!$A:$SI,MATCH($G$2&\"_\"&$C103,データシート2!$A$1:$SI$1,0),0)","v":0},{"$f":"VLOOKUP($D$3&\"_\"&K$3,データシート2!$A:$SI,MATCH($G$2&\"_\"&$C103,データシート2!$A$1:$SI$1,0),0)","v":0},{"$f":"VLOOKUP($D$3&\"_\"&L$3,データシート2!$A:$SI,MATCH($G$2&\"_\"&$C103,データシート2!$A$1:$SI$1,0),0)","v":0},{"$f":"VLOOKUP($D$3&\"_\"&M$3,データシート2!$A:$SI,MATCH($G$2&\"_\"&$C103,データシート2!$A$1:$SI$1,0),0)","v":0},{"$f":"VLOOKUP($D$3&\"_\"&N$3,データシート2!$A:$SI,MATCH($G$2&\"_\"&$C103,データシート2!$A$1:$SI$1,0),0)","v":0},{"$f":"VLOOKUP($D$3&\"_\"&O$3,データシート2!$A:$SI,MATCH($G$2&\"_\"&$C103,データシート2!$A$1:$SI$1,0),0)","v":0},{"$f":"VLOOKUP($D$3&\"_\"&P$3,データシート2!$A:$SI,MATCH($G$2&\"_\"&$C103,データシート2!$A$1:$SI$1,0),0)","v":0},{"$f":"VLOOKUP($D$3&\"_\"&Q$3,データシート2!$A:$SI,MATCH($G$2&\"_\"&$C103,データシート2!$A$1:$SI$1,0),0)","v":0},{"$f":"VLOOKUP($D$3&\"_\"&R$3,データシート2!$A:$SI,MATCH($R$2&\"_\"&$C103,データシート2!$A$1:$SI$1,0),0)","v":0},{"$f":"VLOOKUP($D$3&\"_\"&S$3,データシート2!$A:$SI,MATCH($R$2&\"_\"&$C103,データシート2!$A$1:$SI$1,0),0)","v":0},{"$f":"VLOOKUP($D$3&\"_\"&T$3,データシート2!$A:$SI,MATCH($R$2&\"_\"&$C103,データシート2!$A$1:$SI$1,0),0)","v":0},{"$f":"VLOOKUP($D$3&\"_\"&U$3,データシート2!$A:$SI,MATCH($R$2&\"_\"&$C103,データシート2!$A$1:$SI$1,0),0)","v":0},{"$f":"VLOOKUP($D$3&\"_\"&V$3,データシート2!$A:$SI,MATCH($R$2&\"_\"&$C103,データシート2!$A$1:$SI$1,0),0)","v":0},{"$f":"VLOOKUP($D$3&\"_\"&W$3,データシート2!$A:$SI,MATCH($R$2&\"_\"&$C103,データシート2!$A$1:$SI$1,0),0)","v":0},{"$f":"VLOOKUP($D$3&\"_\"&X$3,データシート2!$A:$SI,MATCH($R$2&\"_\"&$C103,データシート2!$A$1:$SI$1,0),0)","v":0},{"$f":"VLOOKUP($D$3&\"_\"&Y$3,データシート2!$A:$SI,MATCH($R$2&\"_\"&$C103,データシート2!$A$1:$SI$1,0),0)","v":0},{"$f":"VLOOKUP($D$3&\"_\"&Z$3,データシート2!$A:$SI,MATCH($R$2&\"_\"&$C103,データシート2!$A$1:$SI$1,0),0)","v":0},{"$f":"VLOOKUP($D$3&\"_\"&AA$3,データシート2!$A:$SI,MATCH($R$2&\"_\"&$C103,データシート2!$A$1:$SI$1,0),0)","v":0},{"$f":"VLOOKUP($D$3&\"_\"&AB$3,データシート2!$A:$SI,MATCH($R$2&\"_\"&$C103,データシート2!$A$1:$SI$1,0),0)","v":0}]
[null,null,73,"広告業",null,null,{"$f":"VLOOKUP($D$3&\"_\"&G$3,データシート2!$A:$SI,MATCH($G$2&\"_\"&$C104,データシート2!$A$1:$SI$1,0),0)","v":0},{"$f":"VLOOKUP($D$3&\"_\"&H$3,データシート2!$A:$SI,MATCH($G$2&\"_\"&$C104,データシート2!$A$1:$SI$1,0),0)","v":0},{"$f":"VLOOKUP($D$3&\"_\"&I$3,データシート2!$A:$SI,MATCH($G$2&\"_\"&$C104,データシート2!$A$1:$SI$1,0),0)","v":0},{"$f":"VLOOKUP($D$3&\"_\"&J$3,データシート2!$A:$SI,MATCH($G$2&\"_\"&$C104,データシート2!$A$1:$SI$1,0),0)","v":0},{"$f":"VLOOKUP($D$3&\"_\"&K$3,データシート2!$A:$SI,MATCH($G$2&\"_\"&$C104,データシート2!$A$1:$SI$1,0),0)","v":0},{"$f":"VLOOKUP($D$3&\"_\"&L$3,データシート2!$A:$SI,MATCH($G$2&\"_\"&$C104,データシート2!$A$1:$SI$1,0),0)","v":0},{"$f":"VLOOKUP($D$3&\"_\"&M$3,データシート2!$A:$SI,MATCH($G$2&\"_\"&$C104,データシート2!$A$1:$SI$1,0),0)","v":0},{"$f":"VLOOKUP($D$3&\"_\"&N$3,データシート2!$A:$SI,MATCH($G$2&\"_\"&$C104,データシート2!$A$1:$SI$1,0),0)","v":0},{"$f":"VLOOKUP($D$3&\"_\"&O$3,データシート2!$A:$SI,MATCH($G$2&\"_\"&$C104,データシート2!$A$1:$SI$1,0),0)","v":0},{"$f":"VLOOKUP($D$3&\"_\"&P$3,データシート2!$A:$SI,MATCH($G$2&\"_\"&$C104,データシート2!$A$1:$SI$1,0),0)","v":0},{"$f":"VLOOKUP($D$3&\"_\"&Q$3,データシート2!$A:$SI,MATCH($G$2&\"_\"&$C104,データシート2!$A$1:$SI$1,0),0)","v":0},{"$f":"VLOOKUP($D$3&\"_\"&R$3,データシート2!$A:$SI,MATCH($R$2&\"_\"&$C104,データシート2!$A$1:$SI$1,0),0)","v":0},{"$f":"VLOOKUP($D$3&\"_\"&S$3,データシート2!$A:$SI,MATCH($R$2&\"_\"&$C104,データシート2!$A$1:$SI$1,0),0)","v":0},{"$f":"VLOOKUP($D$3&\"_\"&T$3,データシート2!$A:$SI,MATCH($R$2&\"_\"&$C104,データシート2!$A$1:$SI$1,0),0)","v":0},{"$f":"VLOOKUP($D$3&\"_\"&U$3,データシート2!$A:$SI,MATCH($R$2&\"_\"&$C104,データシート2!$A$1:$SI$1,0),0)","v":0},{"$f":"VLOOKUP($D$3&\"_\"&V$3,データシート2!$A:$SI,MATCH($R$2&\"_\"&$C104,データシート2!$A$1:$SI$1,0),0)","v":0},{"$f":"VLOOKUP($D$3&\"_\"&W$3,データシート2!$A:$SI,MATCH($R$2&\"_\"&$C104,データシート2!$A$1:$SI$1,0),0)","v":0},{"$f":"VLOOKUP($D$3&\"_\"&X$3,データシート2!$A:$SI,MATCH($R$2&\"_\"&$C104,データシート2!$A$1:$SI$1,0),0)","v":0},{"$f":"VLOOKUP($D$3&\"_\"&Y$3,データシート2!$A:$SI,MATCH($R$2&\"_\"&$C104,データシート2!$A$1:$SI$1,0),0)","v":0},{"$f":"VLOOKUP($D$3&\"_\"&Z$3,データシート2!$A:$SI,MATCH($R$2&\"_\"&$C104,データシート2!$A$1:$SI$1,0),0)","v":0},{"$f":"VLOOKUP($D$3&\"_\"&AA$3,データシート2!$A:$SI,MATCH($R$2&\"_\"&$C104,データシート2!$A$1:$SI$1,0),0)","v":0},{"$f":"VLOOKUP($D$3&\"_\"&AB$3,データシート2!$A:$SI,MATCH($R$2&\"_\"&$C104,データシート2!$A$1:$SI$1,0),0)","v":0}]
[null,null,74,"技術サービス業（他に分類されないもの）",null,null,{"$f":"VLOOKUP($D$3&\"_\"&G$3,データシート2!$A:$SI,MATCH($G$2&\"_\"&$C105,データシート2!$A$1:$SI$1,0),0)","v":0},{"$f":"VLOOKUP($D$3&\"_\"&H$3,データシート2!$A:$SI,MATCH($G$2&\"_\"&$C105,データシート2!$A$1:$SI$1,0),0)","v":0},{"$f":"VLOOKUP($D$3&\"_\"&I$3,データシート2!$A:$SI,MATCH($G$2&\"_\"&$C105,データシート2!$A$1:$SI$1,0),0)","v":0},{"$f":"VLOOKUP($D$3&\"_\"&J$3,データシート2!$A:$SI,MATCH($G$2&\"_\"&$C105,データシート2!$A$1:$SI$1,0),0)","v":0},{"$f":"VLOOKUP($D$3&\"_\"&K$3,データシート2!$A:$SI,MATCH($G$2&\"_\"&$C105,データシート2!$A$1:$SI$1,0),0)","v":0},{"$f":"VLOOKUP($D$3&\"_\"&L$3,データシート2!$A:$SI,MATCH($G$2&\"_\"&$C105,データシート2!$A$1:$SI$1,0),0)","v":0},{"$f":"VLOOKUP($D$3&\"_\"&M$3,データシート2!$A:$SI,MATCH($G$2&\"_\"&$C105,データシート2!$A$1:$SI$1,0),0)","v":0},{"$f":"VLOOKUP($D$3&\"_\"&N$3,データシート2!$A:$SI,MATCH($G$2&\"_\"&$C105,データシート2!$A$1:$SI$1,0),0)","v":0},{"$f":"VLOOKUP($D$3&\"_\"&O$3,データシート2!$A:$SI,MATCH($G$2&\"_\"&$C105,データシート2!$A$1:$SI$1,0),0)","v":0},{"$f":"VLOOKUP($D$3&\"_\"&P$3,データシート2!$A:$SI,MATCH($G$2&\"_\"&$C105,データシート2!$A$1:$SI$1,0),0)","v":0},{"$f":"VLOOKUP($D$3&\"_\"&Q$3,データシート2!$A:$SI,MATCH($G$2&\"_\"&$C105,データシート2!$A$1:$SI$1,0),0)","v":0},{"$f":"VLOOKUP($D$3&\"_\"&R$3,データシート2!$A:$SI,MATCH($R$2&\"_\"&$C105,データシート2!$A$1:$SI$1,0),0)","v":0},{"$f":"VLOOKUP($D$3&\"_\"&S$3,データシート2!$A:$SI,MATCH($R$2&\"_\"&$C105,データシート2!$A$1:$SI$1,0),0)","v":0},{"$f":"VLOOKUP($D$3&\"_\"&T$3,データシート2!$A:$SI,MATCH($R$2&\"_\"&$C105,データシート2!$A$1:$SI$1,0),0)","v":0},{"$f":"VLOOKUP($D$3&\"_\"&U$3,データシート2!$A:$SI,MATCH($R$2&\"_\"&$C105,データシート2!$A$1:$SI$1,0),0)","v":0},{"$f":"VLOOKUP($D$3&\"_\"&V$3,データシート2!$A:$SI,MATCH($R$2&\"_\"&$C105,データシート2!$A$1:$SI$1,0),0)","v":0},{"$f":"VLOOKUP($D$3&\"_\"&W$3,データシート2!$A:$SI,MATCH($R$2&\"_\"&$C105,データシート2!$A$1:$SI$1,0),0)","v":0},{"$f":"VLOOKUP($D$3&\"_\"&X$3,データシート2!$A:$SI,MATCH($R$2&\"_\"&$C105,データシート2!$A$1:$SI$1,0),0)","v":0},{"$f":"VLOOKUP($D$3&\"_\"&Y$3,データシート2!$A:$SI,MATCH($R$2&\"_\"&$C105,データシート2!$A$1:$SI$1,0),0)","v":0},{"$f":"VLOOKUP($D$3&\"_\"&Z$3,データシート2!$A:$SI,MATCH($R$2&\"_\"&$C105,データシート2!$A$1:$SI$1,0),0)","v":0},{"$f":"VLOOKUP($D$3&\"_\"&AA$3,データシート2!$A:$SI,MATCH($R$2&\"_\"&$C105,データシート2!$A$1:$SI$1,0),0)","v":0},{"$f":"VLOOKUP($D$3&\"_\"&AB$3,データシート2!$A:$SI,MATCH($R$2&\"_\"&$C105,データシート2!$A$1:$SI$1,0),0)","v":0}]
[null,"M","宿泊業，飲食サービス業",{"$nulls":3},{"$f":"VLOOKUP($D$3&\"_\"&G$3,データシート2!$A:$SI,MATCH($G$2&\"_\"&$B106,データシート2!$A$1:$SI$1,0),0)","v":0},{"$f":"VLOOKUP($D$3&\"_\"&H$3,データシート2!$A:$SI,MATCH($G$2&\"_\"&$B106,データシート2!$A$1:$SI$1,0),0)","v":0},{"$f":"VLOOKUP($D$3&\"_\"&I$3,データシート2!$A:$SI,MATCH($G$2&\"_\"&$B106,データシート2!$A$1:$SI$1,0),0)","v":0},{"$f":"VLOOKUP($D$3&\"_\"&J$3,データシート2!$A:$SI,MATCH($G$2&\"_\"&$B106,データシート2!$A$1:$SI$1,0),0)","v":0},{"$f":"VLOOKUP($D$3&\"_\"&K$3,データシート2!$A:$SI,MATCH($G$2&\"_\"&$B106,データシート2!$A$1:$SI$1,0),0)","v":0},{"$f":"VLOOKUP($D$3&\"_\"&L$3,データシート2!$A:$SI,MATCH($G$2&\"_\"&$B106,データシート2!$A$1:$SI$1,0),0)","v":0},{"$f":"VLOOKUP($D$3&\"_\"&M$3,データシート2!$A:$SI,MATCH($G$2&\"_\"&$B106,データシート2!$A$1:$SI$1,0),0)","v":0},{"$f":"VLOOKUP($D$3&\"_\"&N$3,データシート2!$A:$SI,MATCH($G$2&\"_\"&$B106,データシート2!$A$1:$SI$1,0),0)","v":0},{"$f":"VLOOKUP($D$3&\"_\"&O$3,データシート2!$A:$SI,MATCH($G$2&\"_\"&$B106,データシート2!$A$1:$SI$1,0),0)","v":0},{"$f":"VLOOKUP($D$3&\"_\"&P$3,データシート2!$A:$SI,MATCH($G$2&\"_\"&$B106,データシート2!$A$1:$SI$1,0),0)","v":0},{"$f":"VLOOKUP($D$3&\"_\"&Q$3,データシート2!$A:$SI,MATCH($G$2&\"_\"&$B106,データシート2!$A$1:$SI$1,0),0)","v":0},{"$f":"VLOOKUP($D$3&\"_\"&R$3,データシート2!$A:$SI,MATCH($R$2&\"_\"&$B106,データシート2!$A$1:$SI$1,0),0)","v":0},{"$f":"VLOOKUP($D$3&\"_\"&S$3,データシート2!$A:$SI,MATCH($R$2&\"_\"&$B106,データシート2!$A$1:$SI$1,0),0)","v":0},{"$f":"VLOOKUP($D$3&\"_\"&T$3,データシート2!$A:$SI,MATCH($R$2&\"_\"&$B106,データシート2!$A$1:$SI$1,0),0)","v":0},{"$f":"VLOOKUP($D$3&\"_\"&U$3,データシート2!$A:$SI,MATCH($R$2&\"_\"&$B106,データシート2!$A$1:$SI$1,0),0)","v":0},{"$f":"VLOOKUP($D$3&\"_\"&V$3,データシート2!$A:$SI,MATCH($R$2&\"_\"&$B106,データシート2!$A$1:$SI$1,0),0)","v":0},{"$f":"VLOOKUP($D$3&\"_\"&W$3,データシート2!$A:$SI,MATCH($R$2&\"_\"&$B106,データシート2!$A$1:$SI$1,0),0)","v":0},{"$f":"VLOOKUP($D$3&\"_\"&X$3,データシート2!$A:$SI,MATCH($R$2&\"_\"&$B106,データシート2!$A$1:$SI$1,0),0)","v":0},{"$f":"VLOOKUP($D$3&\"_\"&Y$3,データシート2!$A:$SI,MATCH($R$2&\"_\"&$B106,データシート2!$A$1:$SI$1,0),0)","v":0},{"$f":"VLOOKUP($D$3&\"_\"&Z$3,データシート2!$A:$SI,MATCH($R$2&\"_\"&$B106,データシート2!$A$1:$SI$1,0),0)","v":0},{"$f":"VLOOKUP($D$3&\"_\"&AA$3,データシート2!$A:$SI,MATCH($R$2&\"_\"&$B106,データシート2!$A$1:$SI$1,0),0)","v":0},{"$f":"VLOOKUP($D$3&\"_\"&AB$3,データシート2!$A:$SI,MATCH($R$2&\"_\"&$B106,データシート2!$A$1:$SI$1,0),0)","v":0}]
[null,null,75,"宿泊業",null,null,{"$f":"VLOOKUP($D$3&\"_\"&G$3,データシート2!$A:$SI,MATCH($G$2&\"_\"&$C107,データシート2!$A$1:$SI$1,0),0)","v":0},{"$f":"VLOOKUP($D$3&\"_\"&H$3,データシート2!$A:$SI,MATCH($G$2&\"_\"&$C107,データシート2!$A$1:$SI$1,0),0)","v":0},{"$f":"VLOOKUP($D$3&\"_\"&I$3,データシート2!$A:$SI,MATCH($G$2&\"_\"&$C107,データシート2!$A$1:$SI$1,0),0)","v":0},{"$f":"VLOOKUP($D$3&\"_\"&J$3,データシート2!$A:$SI,MATCH($G$2&\"_\"&$C107,データシート2!$A$1:$SI$1,0),0)","v":0},{"$f":"VLOOKUP($D$3&\"_\"&K$3,データシート2!$A:$SI,MATCH($G$2&\"_\"&$C107,データシート2!$A$1:$SI$1,0),0)","v":0},{"$f":"VLOOKUP($D$3&\"_\"&L$3,データシート2!$A:$SI,MATCH($G$2&\"_\"&$C107,データシート2!$A$1:$SI$1,0),0)","v":0},{"$f":"VLOOKUP($D$3&\"_\"&M$3,データシート2!$A:$SI,MATCH($G$2&\"_\"&$C107,データシート2!$A$1:$SI$1,0),0)","v":0},{"$f":"VLOOKUP($D$3&\"_\"&N$3,データシート2!$A:$SI,MATCH($G$2&\"_\"&$C107,データシート2!$A$1:$SI$1,0),0)","v":0},{"$f":"VLOOKUP($D$3&\"_\"&O$3,データシート2!$A:$SI,MATCH($G$2&\"_\"&$C107,データシート2!$A$1:$SI$1,0),0)","v":0},{"$f":"VLOOKUP($D$3&\"_\"&P$3,データシート2!$A:$SI,MATCH($G$2&\"_\"&$C107,データシート2!$A$1:$SI$1,0),0)","v":0},{"$f":"VLOOKUP($D$3&\"_\"&Q$3,データシート2!$A:$SI,MATCH($G$2&\"_\"&$C107,データシート2!$A$1:$SI$1,0),0)","v":0},{"$f":"VLOOKUP($D$3&\"_\"&R$3,データシート2!$A:$SI,MATCH($R$2&\"_\"&$C107,データシート2!$A$1:$SI$1,0),0)","v":0},{"$f":"VLOOKUP($D$3&\"_\"&S$3,データシート2!$A:$SI,MATCH($R$2&\"_\"&$C107,データシート2!$A$1:$SI$1,0),0)","v":0},{"$f":"VLOOKUP($D$3&\"_\"&T$3,データシート2!$A:$SI,MATCH($R$2&\"_\"&$C107,データシート2!$A$1:$SI$1,0),0)","v":0},{"$f":"VLOOKUP($D$3&\"_\"&U$3,データシート2!$A:$SI,MATCH($R$2&\"_\"&$C107,データシート2!$A$1:$SI$1,0),0)","v":0},{"$f":"VLOOKUP($D$3&\"_\"&V$3,データシート2!$A:$SI,MATCH($R$2&\"_\"&$C107,データシート2!$A$1:$SI$1,0),0)","v":0},{"$f":"VLOOKUP($D$3&\"_\"&W$3,データシート2!$A:$SI,MATCH($R$2&\"_\"&$C107,データシート2!$A$1:$SI$1,0),0)","v":0},{"$f":"VLOOKUP($D$3&\"_\"&X$3,データシート2!$A:$SI,MATCH($R$2&\"_\"&$C107,データシート2!$A$1:$SI$1,0),0)","v":0},{"$f":"VLOOKUP($D$3&\"_\"&Y$3,データシート2!$A:$SI,MATCH($R$2&\"_\"&$C107,データシート2!$A$1:$SI$1,0),0)","v":0},{"$f":"VLOOKUP($D$3&\"_\"&Z$3,データシート2!$A:$SI,MATCH($R$2&\"_\"&$C107,データシート2!$A$1:$SI$1,0),0)","v":0},{"$f":"VLOOKUP($D$3&\"_\"&AA$3,データシート2!$A:$SI,MATCH($R$2&\"_\"&$C107,データシート2!$A$1:$SI$1,0),0)","v":0},{"$f":"VLOOKUP($D$3&\"_\"&AB$3,データシート2!$A:$SI,MATCH($R$2&\"_\"&$C107,データシート2!$A$1:$SI$1,0),0)","v":0}]
[null,null,76,"飲食店",null,null,{"$f":"VLOOKUP($D$3&\"_\"&G$3,データシート2!$A:$SI,MATCH($G$2&\"_\"&$C108,データシート2!$A$1:$SI$1,0),0)","v":0},{"$f":"VLOOKUP($D$3&\"_\"&H$3,データシート2!$A:$SI,MATCH($G$2&\"_\"&$C108,データシート2!$A$1:$SI$1,0),0)","v":0},{"$f":"VLOOKUP($D$3&\"_\"&I$3,データシート2!$A:$SI,MATCH($G$2&\"_\"&$C108,データシート2!$A$1:$SI$1,0),0)","v":0},{"$f":"VLOOKUP($D$3&\"_\"&J$3,データシート2!$A:$SI,MATCH($G$2&\"_\"&$C108,データシート2!$A$1:$SI$1,0),0)","v":0},{"$f":"VLOOKUP($D$3&\"_\"&K$3,データシート2!$A:$SI,MATCH($G$2&\"_\"&$C108,データシート2!$A$1:$SI$1,0),0)","v":0},{"$f":"VLOOKUP($D$3&\"_\"&L$3,データシート2!$A:$SI,MATCH($G$2&\"_\"&$C108,データシート2!$A$1:$SI$1,0),0)","v":0},{"$f":"VLOOKUP($D$3&\"_\"&M$3,データシート2!$A:$SI,MATCH($G$2&\"_\"&$C108,データシート2!$A$1:$SI$1,0),0)","v":0},{"$f":"VLOOKUP($D$3&\"_\"&N$3,データシート2!$A:$SI,MATCH($G$2&\"_\"&$C108,データシート2!$A$1:$SI$1,0),0)","v":0},{"$f":"VLOOKUP($D$3&\"_\"&O$3,データシート2!$A:$SI,MATCH($G$2&\"_\"&$C108,データシート2!$A$1:$SI$1,0),0)","v":0},{"$f":"VLOOKUP($D$3&\"_\"&P$3,データシート2!$A:$SI,MATCH($G$2&\"_\"&$C108,データシート2!$A$1:$SI$1,0),0)","v":0},{"$f":"VLOOKUP($D$3&\"_\"&Q$3,データシート2!$A:$SI,MATCH($G$2&\"_\"&$C108,データシート2!$A$1:$SI$1,0),0)","v":0},{"$f":"VLOOKUP($D$3&\"_\"&R$3,データシート2!$A:$SI,MATCH($R$2&\"_\"&$C108,データシート2!$A$1:$SI$1,0),0)","v":0},{"$f":"VLOOKUP($D$3&\"_\"&S$3,データシート2!$A:$SI,MATCH($R$2&\"_\"&$C108,データシート2!$A$1:$SI$1,0),0)","v":0},{"$f":"VLOOKUP($D$3&\"_\"&T$3,データシート2!$A:$SI,MATCH($R$2&\"_\"&$C108,データシート2!$A$1:$SI$1,0),0)","v":0},{"$f":"VLOOKUP($D$3&\"_\"&U$3,データシート2!$A:$SI,MATCH($R$2&\"_\"&$C108,データシート2!$A$1:$SI$1,0),0)","v":0},{"$f":"VLOOKUP($D$3&\"_\"&V$3,データシート2!$A:$SI,MATCH($R$2&\"_\"&$C108,データシート2!$A$1:$SI$1,0),0)","v":0},{"$f":"VLOOKUP($D$3&\"_\"&W$3,データシート2!$A:$SI,MATCH($R$2&\"_\"&$C108,データシート2!$A$1:$SI$1,0),0)","v":0},{"$f":"VLOOKUP($D$3&\"_\"&X$3,データシート2!$A:$SI,MATCH($R$2&\"_\"&$C108,データシート2!$A$1:$SI$1,0),0)","v":0},{"$f":"VLOOKUP($D$3&\"_\"&Y$3,データシート2!$A:$SI,MATCH($R$2&\"_\"&$C108,データシート2!$A$1:$SI$1,0),0)","v":0},{"$f":"VLOOKUP($D$3&\"_\"&Z$3,データシート2!$A:$SI,MATCH($R$2&\"_\"&$C108,データシート2!$A$1:$SI$1,0),0)","v":0},{"$f":"VLOOKUP($D$3&\"_\"&AA$3,データシート2!$A:$SI,MATCH($R$2&\"_\"&$C108,データシート2!$A$1:$SI$1,0),0)","v":0},{"$f":"VLOOKUP($D$3&\"_\"&AB$3,データシート2!$A:$SI,MATCH($R$2&\"_\"&$C108,データシート2!$A$1:$SI$1,0),0)","v":0}]
[null,null,77,"持ち帰り・配達飲食サービス業",null,null,{"$f":"VLOOKUP($D$3&\"_\"&G$3,データシート2!$A:$SI,MATCH($G$2&\"_\"&$C109,データシート2!$A$1:$SI$1,0),0)","v":0},{"$f":"VLOOKUP($D$3&\"_\"&H$3,データシート2!$A:$SI,MATCH($G$2&\"_\"&$C109,データシート2!$A$1:$SI$1,0),0)","v":0},{"$f":"VLOOKUP($D$3&\"_\"&I$3,データシート2!$A:$SI,MATCH($G$2&\"_\"&$C109,データシート2!$A$1:$SI$1,0),0)","v":0},{"$f":"VLOOKUP($D$3&\"_\"&J$3,データシート2!$A:$SI,MATCH($G$2&\"_\"&$C109,データシート2!$A$1:$SI$1,0),0)","v":0},{"$f":"VLOOKUP($D$3&\"_\"&K$3,データシート2!$A:$SI,MATCH($G$2&\"_\"&$C109,データシート2!$A$1:$SI$1,0),0)","v":0},{"$f":"VLOOKUP($D$3&\"_\"&L$3,データシート2!$A:$SI,MATCH($G$2&\"_\"&$C109,データシート2!$A$1:$SI$1,0),0)","v":0},{"$f":"VLOOKUP($D$3&\"_\"&M$3,データシート2!$A:$SI,MATCH($G$2&\"_\"&$C109,データシート2!$A$1:$SI$1,0),0)","v":0},{"$f":"VLOOKUP($D$3&\"_\"&N$3,データシート2!$A:$SI,MATCH($G$2&\"_\"&$C109,データシート2!$A$1:$SI$1,0),0)","v":0},{"$f":"VLOOKUP($D$3&\"_\"&O$3,データシート2!$A:$SI,MATCH($G$2&\"_\"&$C109,データシート2!$A$1:$SI$1,0),0)","v":0},{"$f":"VLOOKUP($D$3&\"_\"&P$3,データシート2!$A:$SI,MATCH($G$2&\"_\"&$C109,データシート2!$A$1:$SI$1,0),0)","v":0},{"$f":"VLOOKUP($D$3&\"_\"&Q$3,データシート2!$A:$SI,MATCH($G$2&\"_\"&$C109,データシート2!$A$1:$SI$1,0),0)","v":0},{"$f":"VLOOKUP($D$3&\"_\"&R$3,データシート2!$A:$SI,MATCH($R$2&\"_\"&$C109,データシート2!$A$1:$SI$1,0),0)","v":0},{"$f":"VLOOKUP($D$3&\"_\"&S$3,データシート2!$A:$SI,MATCH($R$2&\"_\"&$C109,データシート2!$A$1:$SI$1,0),0)","v":0},{"$f":"VLOOKUP($D$3&\"_\"&T$3,データシート2!$A:$SI,MATCH($R$2&\"_\"&$C109,データシート2!$A$1:$SI$1,0),0)","v":0},{"$f":"VLOOKUP($D$3&\"_\"&U$3,データシート2!$A:$SI,MATCH($R$2&\"_\"&$C109,データシート2!$A$1:$SI$1,0),0)","v":0},{"$f":"VLOOKUP($D$3&\"_\"&V$3,データシート2!$A:$SI,MATCH($R$2&\"_\"&$C109,データシート2!$A$1:$SI$1,0),0)","v":0},{"$f":"VLOOKUP($D$3&\"_\"&W$3,データシート2!$A:$SI,MATCH($R$2&\"_\"&$C109,データシート2!$A$1:$SI$1,0),0)","v":0},{"$f":"VLOOKUP($D$3&\"_\"&X$3,データシート2!$A:$SI,MATCH($R$2&\"_\"&$C109,データシート2!$A$1:$SI$1,0),0)","v":0},{"$f":"VLOOKUP($D$3&\"_\"&Y$3,データシート2!$A:$SI,MATCH($R$2&\"_\"&$C109,データシート2!$A$1:$SI$1,0),0)","v":0},{"$f":"VLOOKUP($D$3&\"_\"&Z$3,データシート2!$A:$SI,MATCH($R$2&\"_\"&$C109,データシート2!$A$1:$SI$1,0),0)","v":0},{"$f":"VLOOKUP($D$3&\"_\"&AA$3,データシート2!$A:$SI,MATCH($R$2&\"_\"&$C109,データシート2!$A$1:$SI$1,0),0)","v":0},{"$f":"VLOOKUP($D$3&\"_\"&AB$3,データシート2!$A:$SI,MATCH($R$2&\"_\"&$C109,データシート2!$A$1:$SI$1,0),0)","v":0}]
[null,"N","生活関連ｻｰﾋﾞｽ業,娯楽業",{"$nulls":3},{"$f":"VLOOKUP($D$3&\"_\"&G$3,データシート2!$A:$SI,MATCH($G$2&\"_\"&$B110,データシート2!$A$1:$SI$1,0),0)","v":0},{"$f":"VLOOKUP($D$3&\"_\"&H$3,データシート2!$A:$SI,MATCH($G$2&\"_\"&$B110,データシート2!$A$1:$SI$1,0),0)","v":0},{"$f":"VLOOKUP($D$3&\"_\"&I$3,データシート2!$A:$SI,MATCH($G$2&\"_\"&$B110,データシート2!$A$1:$SI$1,0),0)","v":0},{"$f":"VLOOKUP($D$3&\"_\"&J$3,データシート2!$A:$SI,MATCH($G$2&\"_\"&$B110,データシート2!$A$1:$SI$1,0),0)","v":0},{"$f":"VLOOKUP($D$3&\"_\"&K$3,データシート2!$A:$SI,MATCH($G$2&\"_\"&$B110,データシート2!$A$1:$SI$1,0),0)","v":0},{"$f":"VLOOKUP($D$3&\"_\"&L$3,データシート2!$A:$SI,MATCH($G$2&\"_\"&$B110,データシート2!$A$1:$SI$1,0),0)","v":0},{"$f":"VLOOKUP($D$3&\"_\"&M$3,データシート2!$A:$SI,MATCH($G$2&\"_\"&$B110,データシート2!$A$1:$SI$1,0),0)","v":0},{"$f":"VLOOKUP($D$3&\"_\"&N$3,データシート2!$A:$SI,MATCH($G$2&\"_\"&$B110,データシート2!$A$1:$SI$1,0),0)","v":0},{"$f":"VLOOKUP($D$3&\"_\"&O$3,データシート2!$A:$SI,MATCH($G$2&\"_\"&$B110,データシート2!$A$1:$SI$1,0),0)","v":0},{"$f":"VLOOKUP($D$3&\"_\"&P$3,データシート2!$A:$SI,MATCH($G$2&\"_\"&$B110,データシート2!$A$1:$SI$1,0),0)","v":0},{"$f":"VLOOKUP($D$3&\"_\"&Q$3,データシート2!$A:$SI,MATCH($G$2&\"_\"&$B110,データシート2!$A$1:$SI$1,0),0)","v":0},{"$f":"VLOOKUP($D$3&\"_\"&R$3,データシート2!$A:$SI,MATCH($R$2&\"_\"&$B110,データシート2!$A$1:$SI$1,0),0)","v":0},{"$f":"VLOOKUP($D$3&\"_\"&S$3,データシート2!$A:$SI,MATCH($R$2&\"_\"&$B110,データシート2!$A$1:$SI$1,0),0)","v":0},{"$f":"VLOOKUP($D$3&\"_\"&T$3,データシート2!$A:$SI,MATCH($R$2&\"_\"&$B110,データシート2!$A$1:$SI$1,0),0)","v":0},{"$f":"VLOOKUP($D$3&\"_\"&U$3,データシート2!$A:$SI,MATCH($R$2&\"_\"&$B110,データシート2!$A$1:$SI$1,0),0)","v":0},{"$f":"VLOOKUP($D$3&\"_\"&V$3,データシート2!$A:$SI,MATCH($R$2&\"_\"&$B110,データシート2!$A$1:$SI$1,0),0)","v":0},{"$f":"VLOOKUP($D$3&\"_\"&W$3,データシート2!$A:$SI,MATCH($R$2&\"_\"&$B110,データシート2!$A$1:$SI$1,0),0)","v":0},{"$f":"VLOOKUP($D$3&\"_\"&X$3,データシート2!$A:$SI,MATCH($R$2&\"_\"&$B110,データシート2!$A$1:$SI$1,0),0)","v":0},{"$f":"VLOOKUP($D$3&\"_\"&Y$3,データシート2!$A:$SI,MATCH($R$2&\"_\"&$B110,データシート2!$A$1:$SI$1,0),0)","v":0},{"$f":"VLOOKUP($D$3&\"_\"&Z$3,データシート2!$A:$SI,MATCH($R$2&\"_\"&$B110,データシート2!$A$1:$SI$1,0),0)","v":0},{"$f":"VLOOKUP($D$3&\"_\"&AA$3,データシート2!$A:$SI,MATCH($R$2&\"_\"&$B110,データシート2!$A$1:$SI$1,0),0)","v":0},{"$f":"VLOOKUP($D$3&\"_\"&AB$3,データシート2!$A:$SI,MATCH($R$2&\"_\"&$B110,データシート2!$A$1:$SI$1,0),0)","v":0}]
[null,null,78,"洗濯・理容・美容・浴場業",null,null,{"$f":"VLOOKUP($D$3&\"_\"&G$3,データシート2!$A:$SI,MATCH($G$2&\"_\"&$C111,データシート2!$A$1:$SI$1,0),0)","v":0},{"$f":"VLOOKUP($D$3&\"_\"&H$3,データシート2!$A:$SI,MATCH($G$2&\"_\"&$C111,データシート2!$A$1:$SI$1,0),0)","v":0},{"$f":"VLOOKUP($D$3&\"_\"&I$3,データシート2!$A:$SI,MATCH($G$2&\"_\"&$C111,データシート2!$A$1:$SI$1,0),0)","v":0},{"$f":"VLOOKUP($D$3&\"_\"&J$3,データシート2!$A:$SI,MATCH($G$2&\"_\"&$C111,データシート2!$A$1:$SI$1,0),0)","v":0},{"$f":"VLOOKUP($D$3&\"_\"&K$3,データシート2!$A:$SI,MATCH($G$2&\"_\"&$C111,データシート2!$A$1:$SI$1,0),0)","v":0},{"$f":"VLOOKUP($D$3&\"_\"&L$3,データシート2!$A:$SI,MATCH($G$2&\"_\"&$C111,データシート2!$A$1:$SI$1,0),0)","v":0},{"$f":"VLOOKUP($D$3&\"_\"&M$3,データシート2!$A:$SI,MATCH($G$2&\"_\"&$C111,データシート2!$A$1:$SI$1,0),0)","v":0},{"$f":"VLOOKUP($D$3&\"_\"&N$3,データシート2!$A:$SI,MATCH($G$2&\"_\"&$C111,データシート2!$A$1:$SI$1,0),0)","v":0},{"$f":"VLOOKUP($D$3&\"_\"&O$3,データシート2!$A:$SI,MATCH($G$2&\"_\"&$C111,データシート2!$A$1:$SI$1,0),0)","v":0},{"$f":"VLOOKUP($D$3&\"_\"&P$3,データシート2!$A:$SI,MATCH($G$2&\"_\"&$C111,データシート2!$A$1:$SI$1,0),0)","v":0},{"$f":"VLOOKUP($D$3&\"_\"&Q$3,データシート2!$A:$SI,MATCH($G$2&\"_\"&$C111,データシート2!$A$1:$SI$1,0),0)","v":0},{"$f":"VLOOKUP($D$3&\"_\"&R$3,データシート2!$A:$SI,MATCH($R$2&\"_\"&$C111,データシート2!$A$1:$SI$1,0),0)","v":0},{"$f":"VLOOKUP($D$3&\"_\"&S$3,データシート2!$A:$SI,MATCH($R$2&\"_\"&$C111,データシート2!$A$1:$SI$1,0),0)","v":0},{"$f":"VLOOKUP($D$3&\"_\"&T$3,データシート2!$A:$SI,MATCH($R$2&\"_\"&$C111,データシート2!$A$1:$SI$1,0),0)","v":0},{"$f":"VLOOKUP($D$3&\"_\"&U$3,データシート2!$A:$SI,MATCH($R$2&\"_\"&$C111,データシート2!$A$1:$SI$1,0),0)","v":0},{"$f":"VLOOKUP($D$3&\"_\"&V$3,データシート2!$A:$SI,MATCH($R$2&\"_\"&$C111,データシート2!$A$1:$SI$1,0),0)","v":0},{"$f":"VLOOKUP($D$3&\"_\"&W$3,データシート2!$A:$SI,MATCH($R$2&\"_\"&$C111,データシート2!$A$1:$SI$1,0),0)","v":0},{"$f":"VLOOKUP($D$3&\"_\"&X$3,データシート2!$A:$SI,MATCH($R$2&\"_\"&$C111,データシート2!$A$1:$SI$1,0),0)","v":0},{"$f":"VLOOKUP($D$3&\"_\"&Y$3,データシート2!$A:$SI,MATCH($R$2&\"_\"&$C111,データシート2!$A$1:$SI$1,0),0)","v":0},{"$f":"VLOOKUP($D$3&\"_\"&Z$3,データシート2!$A:$SI,MATCH($R$2&\"_\"&$C111,データシート2!$A$1:$SI$1,0),0)","v":0},{"$f":"VLOOKUP($D$3&\"_\"&AA$3,データシート2!$A:$SI,MATCH($R$2&\"_\"&$C111,データシート2!$A$1:$SI$1,0),0)","v":0},{"$f":"VLOOKUP($D$3&\"_\"&AB$3,データシート2!$A:$SI,MATCH($R$2&\"_\"&$C111,データシート2!$A$1:$SI$1,0),0)","v":0}]
[null,null,79,"その他の生活関連サービス業",null,null,{"$f":"VLOOKUP($D$3&\"_\"&G$3,データシート2!$A:$SI,MATCH($G$2&\"_\"&$C112,データシート2!$A$1:$SI$1,0),0)","v":0},{"$f":"VLOOKUP($D$3&\"_\"&H$3,データシート2!$A:$SI,MATCH($G$2&\"_\"&$C112,データシート2!$A$1:$SI$1,0),0)","v":0},{"$f":"VLOOKUP($D$3&\"_\"&I$3,データシート2!$A:$SI,MATCH($G$2&\"_\"&$C112,データシート2!$A$1:$SI$1,0),0)","v":0},{"$f":"VLOOKUP($D$3&\"_\"&J$3,データシート2!$A:$SI,MATCH($G$2&\"_\"&$C112,データシート2!$A$1:$SI$1,0),0)","v":0},{"$f":"VLOOKUP($D$3&\"_\"&K$3,データシート2!$A:$SI,MATCH($G$2&\"_\"&$C112,データシート2!$A$1:$SI$1,0),0)","v":0},{"$f":"VLOOKUP($D$3&\"_\"&L$3,データシート2!$A:$SI,MATCH($G$2&\"_\"&$C112,データシート2!$A$1:$SI$1,0),0)","v":0},{"$f":"VLOOKUP($D$3&\"_\"&M$3,データシート2!$A:$SI,MATCH($G$2&\"_\"&$C112,データシート2!$A$1:$SI$1,0),0)","v":0},{"$f":"VLOOKUP($D$3&\"_\"&N$3,データシート2!$A:$SI,MATCH($G$2&\"_\"&$C112,データシート2!$A$1:$SI$1,0),0)","v":0},{"$f":"VLOOKUP($D$3&\"_\"&O$3,データシート2!$A:$SI,MATCH($G$2&\"_\"&$C112,データシート2!$A$1:$SI$1,0),0)","v":0},{"$f":"VLOOKUP($D$3&\"_\"&P$3,データシート2!$A:$SI,MATCH($G$2&\"_\"&$C112,データシート2!$A$1:$SI$1,0),0)","v":0},{"$f":"VLOOKUP($D$3&\"_\"&Q$3,データシート2!$A:$SI,MATCH($G$2&\"_\"&$C112,データシート2!$A$1:$SI$1,0),0)","v":0},{"$f":"VLOOKUP($D$3&\"_\"&R$3,データシート2!$A:$SI,MATCH($R$2&\"_\"&$C112,データシート2!$A$1:$SI$1,0),0)","v":0},{"$f":"VLOOKUP($D$3&\"_\"&S$3,データシート2!$A:$SI,MATCH($R$2&\"_\"&$C112,データシート2!$A$1:$SI$1,0),0)","v":0},{"$f":"VLOOKUP($D$3&\"_\"&T$3,データシート2!$A:$SI,MATCH($R$2&\"_\"&$C112,データシート2!$A$1:$SI$1,0),0)","v":0},{"$f":"VLOOKUP($D$3&\"_\"&U$3,データシート2!$A:$SI,MATCH($R$2&\"_\"&$C112,データシート2!$A$1:$SI$1,0),0)","v":0},{"$f":"VLOOKUP($D$3&\"_\"&V$3,データシート2!$A:$SI,MATCH($R$2&\"_\"&$C112,データシート2!$A$1:$SI$1,0),0)","v":0},{"$f":"VLOOKUP($D$3&\"_\"&W$3,データシート2!$A:$SI,MATCH($R$2&\"_\"&$C112,データシート2!$A$1:$SI$1,0),0)","v":0},{"$f":"VLOOKUP($D$3&\"_\"&X$3,データシート2!$A:$SI,MATCH($R$2&\"_\"&$C112,データシート2!$A$1:$SI$1,0),0)","v":0},{"$f":"VLOOKUP($D$3&\"_\"&Y$3,データシート2!$A:$SI,MATCH($R$2&\"_\"&$C112,データシート2!$A$1:$SI$1,0),0)","v":0},{"$f":"VLOOKUP($D$3&\"_\"&Z$3,データシート2!$A:$SI,MATCH($R$2&\"_\"&$C112,データシート2!$A$1:$SI$1,0),0)","v":0},{"$f":"VLOOKUP($D$3&\"_\"&AA$3,データシート2!$A:$SI,MATCH($R$2&\"_\"&$C112,データシート2!$A$1:$SI$1,0),0)","v":0},{"$f":"VLOOKUP($D$3&\"_\"&AB$3,データシート2!$A:$SI,MATCH($R$2&\"_\"&$C112,データシート2!$A$1:$SI$1,0),0)","v":0}]
[null,null,80,"娯楽業",null,null,{"$f":"VLOOKUP($D$3&\"_\"&G$3,データシート2!$A:$SI,MATCH($G$2&\"_\"&$C113,データシート2!$A$1:$SI$1,0),0)","v":0},{"$f":"VLOOKUP($D$3&\"_\"&H$3,データシート2!$A:$SI,MATCH($G$2&\"_\"&$C113,データシート2!$A$1:$SI$1,0),0)","v":0},{"$f":"VLOOKUP($D$3&\"_\"&I$3,データシート2!$A:$SI,MATCH($G$2&\"_\"&$C113,データシート2!$A$1:$SI$1,0),0)","v":0},{"$f":"VLOOKUP($D$3&\"_\"&J$3,データシート2!$A:$SI,MATCH($G$2&\"_\"&$C113,データシート2!$A$1:$SI$1,0),0)","v":0},{"$f":"VLOOKUP($D$3&\"_\"&K$3,データシート2!$A:$SI,MATCH($G$2&\"_\"&$C113,データシート2!$A$1:$SI$1,0),0)","v":0},{"$f":"VLOOKUP($D$3&\"_\"&L$3,データシート2!$A:$SI,MATCH($G$2&\"_\"&$C113,データシート2!$A$1:$SI$1,0),0)","v":0},{"$f":"VLOOKUP($D$3&\"_\"&M$3,データシート2!$A:$SI,MATCH($G$2&\"_\"&$C113,データシート2!$A$1:$SI$1,0),0)","v":0},{"$f":"VLOOKUP($D$3&\"_\"&N$3,データシート2!$A:$SI,MATCH($G$2&\"_\"&$C113,データシート2!$A$1:$SI$1,0),0)","v":0},{"$f":"VLOOKUP($D$3&\"_\"&O$3,データシート2!$A:$SI,MATCH($G$2&\"_\"&$C113,データシート2!$A$1:$SI$1,0),0)","v":0},{"$f":"VLOOKUP($D$3&\"_\"&P$3,データシート2!$A:$SI,MATCH($G$2&\"_\"&$C113,データシート2!$A$1:$SI$1,0),0)","v":0},{"$f":"VLOOKUP($D$3&\"_\"&Q$3,データシート2!$A:$SI,MATCH($G$2&\"_\"&$C113,データシート2!$A$1:$SI$1,0),0)","v":0},{"$f":"VLOOKUP($D$3&\"_\"&R$3,データシート2!$A:$SI,MATCH($R$2&\"_\"&$C113,データシート2!$A$1:$SI$1,0),0)","v":0},{"$f":"VLOOKUP($D$3&\"_\"&S$3,データシート2!$A:$SI,MATCH($R$2&\"_\"&$C113,データシート2!$A$1:$SI$1,0),0)","v":0},{"$f":"VLOOKUP($D$3&\"_\"&T$3,データシート2!$A:$SI,MATCH($R$2&\"_\"&$C113,データシート2!$A$1:$SI$1,0),0)","v":0},{"$f":"VLOOKUP($D$3&\"_\"&U$3,データシート2!$A:$SI,MATCH($R$2&\"_\"&$C113,データシート2!$A$1:$SI$1,0),0)","v":0},{"$f":"VLOOKUP($D$3&\"_\"&V$3,データシート2!$A:$SI,MATCH($R$2&\"_\"&$C113,データシート2!$A$1:$SI$1,0),0)","v":0},{"$f":"VLOOKUP($D$3&\"_\"&W$3,データシート2!$A:$SI,MATCH($R$2&\"_\"&$C113,データシート2!$A$1:$SI$1,0),0)","v":0},{"$f":"VLOOKUP($D$3&\"_\"&X$3,データシート2!$A:$SI,MATCH($R$2&\"_\"&$C113,データシート2!$A$1:$SI$1,0),0)","v":0},{"$f":"VLOOKUP($D$3&\"_\"&Y$3,データシート2!$A:$SI,MATCH($R$2&\"_\"&$C113,データシート2!$A$1:$SI$1,0),0)","v":0},{"$f":"VLOOKUP($D$3&\"_\"&Z$3,データシート2!$A:$SI,MATCH($R$2&\"_\"&$C113,データシート2!$A$1:$SI$1,0),0)","v":0},{"$f":"VLOOKUP($D$3&\"_\"&AA$3,データシート2!$A:$SI,MATCH($R$2&\"_\"&$C113,データシート2!$A$1:$SI$1,0),0)","v":0},{"$f":"VLOOKUP($D$3&\"_\"&AB$3,データシート2!$A:$SI,MATCH($R$2&\"_\"&$C113,データシート2!$A$1:$SI$1,0),0)","v":0}]
[null,"O","教育，学習支援業",{"$nulls":3},{"$f":"VLOOKUP($D$3&\"_\"&G$3,データシート2!$A:$SI,MATCH($G$2&\"_\"&$B114,データシート2!$A$1:$SI$1,0),0)","v":0},{"$f":"VLOOKUP($D$3&\"_\"&H$3,データシート2!$A:$SI,MATCH($G$2&\"_\"&$B114,データシート2!$A$1:$SI$1,0),0)","v":0},{"$f":"VLOOKUP($D$3&\"_\"&I$3,データシート2!$A:$SI,MATCH($G$2&\"_\"&$B114,データシート2!$A$1:$SI$1,0),0)","v":0},{"$f":"VLOOKUP($D$3&\"_\"&J$3,データシート2!$A:$SI,MATCH($G$2&\"_\"&$B114,データシート2!$A$1:$SI$1,0),0)","v":0},{"$f":"VLOOKUP($D$3&\"_\"&K$3,データシート2!$A:$SI,MATCH($G$2&\"_\"&$B114,データシート2!$A$1:$SI$1,0),0)","v":0},{"$f":"VLOOKUP($D$3&\"_\"&L$3,データシート2!$A:$SI,MATCH($G$2&\"_\"&$B114,データシート2!$A$1:$SI$1,0),0)","v":0},{"$f":"VLOOKUP($D$3&\"_\"&M$3,データシート2!$A:$SI,MATCH($G$2&\"_\"&$B114,データシート2!$A$1:$SI$1,0),0)","v":0},{"$f":"VLOOKUP($D$3&\"_\"&N$3,データシート2!$A:$SI,MATCH($G$2&\"_\"&$B114,データシート2!$A$1:$SI$1,0),0)","v":0},{"$f":"VLOOKUP($D$3&\"_\"&O$3,データシート2!$A:$SI,MATCH($G$2&\"_\"&$B114,データシート2!$A$1:$SI$1,0),0)","v":0},{"$f":"VLOOKUP($D$3&\"_\"&P$3,データシート2!$A:$SI,MATCH($G$2&\"_\"&$B114,データシート2!$A$1:$SI$1,0),0)","v":0},{"$f":"VLOOKUP($D$3&\"_\"&Q$3,データシート2!$A:$SI,MATCH($G$2&\"_\"&$B114,データシート2!$A$1:$SI$1,0),0)","v":0},{"$f":"VLOOKUP($D$3&\"_\"&R$3,データシート2!$A:$SI,MATCH($R$2&\"_\"&$B114,データシート2!$A$1:$SI$1,0),0)","v":0},{"$f":"VLOOKUP($D$3&\"_\"&S$3,データシート2!$A:$SI,MATCH($R$2&\"_\"&$B114,データシート2!$A$1:$SI$1,0),0)","v":0},{"$f":"VLOOKUP($D$3&\"_\"&T$3,データシート2!$A:$SI,MATCH($R$2&\"_\"&$B114,データシート2!$A$1:$SI$1,0),0)","v":0},{"$f":"VLOOKUP($D$3&\"_\"&U$3,データシート2!$A:$SI,MATCH($R$2&\"_\"&$B114,データシート2!$A$1:$SI$1,0),0)","v":0},{"$f":"VLOOKUP($D$3&\"_\"&V$3,データシート2!$A:$SI,MATCH($R$2&\"_\"&$B114,データシート2!$A$1:$SI$1,0),0)","v":0},{"$f":"VLOOKUP($D$3&\"_\"&W$3,データシート2!$A:$SI,MATCH($R$2&\"_\"&$B114,データシート2!$A$1:$SI$1,0),0)","v":0},{"$f":"VLOOKUP($D$3&\"_\"&X$3,データシート2!$A:$SI,MATCH($R$2&\"_\"&$B114,データシート2!$A$1:$SI$1,0),0)","v":0},{"$f":"VLOOKUP($D$3&\"_\"&Y$3,データシート2!$A:$SI,MATCH($R$2&\"_\"&$B114,データシート2!$A$1:$SI$1,0),0)","v":0},{"$f":"VLOOKUP($D$3&\"_\"&Z$3,データシート2!$A:$SI,MATCH($R$2&\"_\"&$B114,データシート2!$A$1:$SI$1,0),0)","v":0},{"$f":"VLOOKUP($D$3&\"_\"&AA$3,データシート2!$A:$SI,MATCH($R$2&\"_\"&$B114,データシート2!$A$1:$SI$1,0),0)","v":0},{"$f":"VLOOKUP($D$3&\"_\"&AB$3,データシート2!$A:$SI,MATCH($R$2&\"_\"&$B114,データシート2!$A$1:$SI$1,0),0)","v":0}]
[null,null,81,"学校教育",null,null,{"$f":"VLOOKUP($D$3&\"_\"&G$3,データシート2!$A:$SI,MATCH($G$2&\"_\"&$C115,データシート2!$A$1:$SI$1,0),0)","v":0},{"$f":"VLOOKUP($D$3&\"_\"&H$3,データシート2!$A:$SI,MATCH($G$2&\"_\"&$C115,データシート2!$A$1:$SI$1,0),0)","v":0},{"$f":"VLOOKUP($D$3&\"_\"&I$3,データシート2!$A:$SI,MATCH($G$2&\"_\"&$C115,データシート2!$A$1:$SI$1,0),0)","v":0},{"$f":"VLOOKUP($D$3&\"_\"&J$3,データシート2!$A:$SI,MATCH($G$2&\"_\"&$C115,データシート2!$A$1:$SI$1,0),0)","v":0},{"$f":"VLOOKUP($D$3&\"_\"&K$3,データシート2!$A:$SI,MATCH($G$2&\"_\"&$C115,データシート2!$A$1:$SI$1,0),0)","v":0},{"$f":"VLOOKUP($D$3&\"_\"&L$3,データシート2!$A:$SI,MATCH($G$2&\"_\"&$C115,データシート2!$A$1:$SI$1,0),0)","v":0},{"$f":"VLOOKUP($D$3&\"_\"&M$3,データシート2!$A:$SI,MATCH($G$2&\"_\"&$C115,データシート2!$A$1:$SI$1,0),0)","v":0},{"$f":"VLOOKUP($D$3&\"_\"&N$3,データシート2!$A:$SI,MATCH($G$2&\"_\"&$C115,データシート2!$A$1:$SI$1,0),0)","v":0},{"$f":"VLOOKUP($D$3&\"_\"&O$3,データシート2!$A:$SI,MATCH($G$2&\"_\"&$C115,データシート2!$A$1:$SI$1,0),0)","v":0},{"$f":"VLOOKUP($D$3&\"_\"&P$3,データシート2!$A:$SI,MATCH($G$2&\"_\"&$C115,データシート2!$A$1:$SI$1,0),0)","v":0},{"$f":"VLOOKUP($D$3&\"_\"&Q$3,データシート2!$A:$SI,MATCH($G$2&\"_\"&$C115,データシート2!$A$1:$SI$1,0),0)","v":0},{"$f":"VLOOKUP($D$3&\"_\"&R$3,データシート2!$A:$SI,MATCH($R$2&\"_\"&$C115,データシート2!$A$1:$SI$1,0),0)","v":0},{"$f":"VLOOKUP($D$3&\"_\"&S$3,データシート2!$A:$SI,MATCH($R$2&\"_\"&$C115,データシート2!$A$1:$SI$1,0),0)","v":0},{"$f":"VLOOKUP($D$3&\"_\"&T$3,データシート2!$A:$SI,MATCH($R$2&\"_\"&$C115,データシート2!$A$1:$SI$1,0),0)","v":0},{"$f":"VLOOKUP($D$3&\"_\"&U$3,データシート2!$A:$SI,MATCH($R$2&\"_\"&$C115,データシート2!$A$1:$SI$1,0),0)","v":0},{"$f":"VLOOKUP($D$3&\"_\"&V$3,データシート2!$A:$SI,MATCH($R$2&\"_\"&$C115,データシート2!$A$1:$SI$1,0),0)","v":0},{"$f":"VLOOKUP($D$3&\"_\"&W$3,データシート2!$A:$SI,MATCH($R$2&\"_\"&$C115,データシート2!$A$1:$SI$1,0),0)","v":0},{"$f":"VLOOKUP($D$3&\"_\"&X$3,データシート2!$A:$SI,MATCH($R$2&\"_\"&$C115,データシート2!$A$1:$SI$1,0),0)","v":0},{"$f":"VLOOKUP($D$3&\"_\"&Y$3,データシート2!$A:$SI,MATCH($R$2&\"_\"&$C115,データシート2!$A$1:$SI$1,0),0)","v":0},{"$f":"VLOOKUP($D$3&\"_\"&Z$3,データシート2!$A:$SI,MATCH($R$2&\"_\"&$C115,データシート2!$A$1:$SI$1,0),0)","v":0},{"$f":"VLOOKUP($D$3&\"_\"&AA$3,データシート2!$A:$SI,MATCH($R$2&\"_\"&$C115,データシート2!$A$1:$SI$1,0),0)","v":0},{"$f":"VLOOKUP($D$3&\"_\"&AB$3,データシート2!$A:$SI,MATCH($R$2&\"_\"&$C115,データシート2!$A$1:$SI$1,0),0)","v":0}]
[null,null,82,"その他の教育，学習支援業",null,null,{"$f":"VLOOKUP($D$3&\"_\"&G$3,データシート2!$A:$SI,MATCH($G$2&\"_\"&$C116,データシート2!$A$1:$SI$1,0),0)","v":0},{"$f":"VLOOKUP($D$3&\"_\"&H$3,データシート2!$A:$SI,MATCH($G$2&\"_\"&$C116,データシート2!$A$1:$SI$1,0),0)","v":0},{"$f":"VLOOKUP($D$3&\"_\"&I$3,データシート2!$A:$SI,MATCH($G$2&\"_\"&$C116,データシート2!$A$1:$SI$1,0),0)","v":0},{"$f":"VLOOKUP($D$3&\"_\"&J$3,データシート2!$A:$SI,MATCH($G$2&\"_\"&$C116,データシート2!$A$1:$SI$1,0),0)","v":0},{"$f":"VLOOKUP($D$3&\"_\"&K$3,データシート2!$A:$SI,MATCH($G$2&\"_\"&$C116,データシート2!$A$1:$SI$1,0),0)","v":0},{"$f":"VLOOKUP($D$3&\"_\"&L$3,データシート2!$A:$SI,MATCH($G$2&\"_\"&$C116,データシート2!$A$1:$SI$1,0),0)","v":0},{"$f":"VLOOKUP($D$3&\"_\"&M$3,データシート2!$A:$SI,MATCH($G$2&\"_\"&$C116,データシート2!$A$1:$SI$1,0),0)","v":0},{"$f":"VLOOKUP($D$3&\"_\"&N$3,データシート2!$A:$SI,MATCH($G$2&\"_\"&$C116,データシート2!$A$1:$SI$1,0),0)","v":0},{"$f":"VLOOKUP($D$3&\"_\"&O$3,データシート2!$A:$SI,MATCH($G$2&\"_\"&$C116,データシート2!$A$1:$SI$1,0),0)","v":0},{"$f":"VLOOKUP($D$3&\"_\"&P$3,データシート2!$A:$SI,MATCH($G$2&\"_\"&$C116,データシート2!$A$1:$SI$1,0),0)","v":0},{"$f":"VLOOKUP($D$3&\"_\"&Q$3,データシート2!$A:$SI,MATCH($G$2&\"_\"&$C116,データシート2!$A$1:$SI$1,0),0)","v":0},{"$f":"VLOOKUP($D$3&\"_\"&R$3,データシート2!$A:$SI,MATCH($R$2&\"_\"&$C116,データシート2!$A$1:$SI$1,0),0)","v":0},{"$f":"VLOOKUP($D$3&\"_\"&S$3,データシート2!$A:$SI,MATCH($R$2&\"_\"&$C116,データシート2!$A$1:$SI$1,0),0)","v":0},{"$f":"VLOOKUP($D$3&\"_\"&T$3,データシート2!$A:$SI,MATCH($R$2&\"_\"&$C116,データシート2!$A$1:$SI$1,0),0)","v":0},{"$f":"VLOOKUP($D$3&\"_\"&U$3,データシート2!$A:$SI,MATCH($R$2&\"_\"&$C116,データシート2!$A$1:$SI$1,0),0)","v":0},{"$f":"VLOOKUP($D$3&\"_\"&V$3,データシート2!$A:$SI,MATCH($R$2&\"_\"&$C116,データシート2!$A$1:$SI$1,0),0)","v":0},{"$f":"VLOOKUP($D$3&\"_\"&W$3,データシート2!$A:$SI,MATCH($R$2&\"_\"&$C116,データシート2!$A$1:$SI$1,0),0)","v":0},{"$f":"VLOOKUP($D$3&\"_\"&X$3,データシート2!$A:$SI,MATCH($R$2&\"_\"&$C116,データシート2!$A$1:$SI$1,0),0)","v":0},{"$f":"VLOOKUP($D$3&\"_\"&Y$3,データシート2!$A:$SI,MATCH($R$2&\"_\"&$C116,データシート2!$A$1:$SI$1,0),0)","v":0},{"$f":"VLOOKUP($D$3&\"_\"&Z$3,データシート2!$A:$SI,MATCH($R$2&\"_\"&$C116,データシート2!$A$1:$SI$1,0),0)","v":0},{"$f":"VLOOKUP($D$3&\"_\"&AA$3,データシート2!$A:$SI,MATCH($R$2&\"_\"&$C116,データシート2!$A$1:$SI$1,0),0)","v":0},{"$f":"VLOOKUP($D$3&\"_\"&AB$3,データシート2!$A:$SI,MATCH($R$2&\"_\"&$C116,データシート2!$A$1:$SI$1,0),0)","v":0}]
[null,"P","医療，福祉",{"$nulls":3},{"$f":"VLOOKUP($D$3&\"_\"&G$3,データシート2!$A:$SI,MATCH($G$2&\"_\"&$B117,データシート2!$A$1:$SI$1,0),0)","v":0},{"$f":"VLOOKUP($D$3&\"_\"&H$3,データシート2!$A:$SI,MATCH($G$2&\"_\"&$B117,データシート2!$A$1:$SI$1,0),0)","v":0},{"$f":"VLOOKUP($D$3&\"_\"&I$3,データシート2!$A:$SI,MATCH($G$2&\"_\"&$B117,データシート2!$A$1:$SI$1,0),0)","v":0},{"$f":"VLOOKUP($D$3&\"_\"&J$3,データシート2!$A:$SI,MATCH($G$2&\"_\"&$B117,データシート2!$A$1:$SI$1,0),0)","v":0},{"$f":"VLOOKUP($D$3&\"_\"&K$3,データシート2!$A:$SI,MATCH($G$2&\"_\"&$B117,データシート2!$A$1:$SI$1,0),0)","v":0},{"$f":"VLOOKUP($D$3&\"_\"&L$3,データシート2!$A:$SI,MATCH($G$2&\"_\"&$B117,データシート2!$A$1:$SI$1,0),0)","v":0},{"$f":"VLOOKUP($D$3&\"_\"&M$3,データシート2!$A:$SI,MATCH($G$2&\"_\"&$B117,データシート2!$A$1:$SI$1,0),0)","v":0},{"$f":"VLOOKUP($D$3&\"_\"&N$3,データシート2!$A:$SI,MATCH($G$2&\"_\"&$B117,データシート2!$A$1:$SI$1,0),0)","v":0},{"$f":"VLOOKUP($D$3&\"_\"&O$3,データシート2!$A:$SI,MATCH($G$2&\"_\"&$B117,データシート2!$A$1:$SI$1,0),0)","v":0},{"$f":"VLOOKUP($D$3&\"_\"&P$3,データシート2!$A:$SI,MATCH($G$2&\"_\"&$B117,データシート2!$A$1:$SI$1,0),0)","v":0},{"$f":"VLOOKUP($D$3&\"_\"&Q$3,データシート2!$A:$SI,MATCH($G$2&\"_\"&$B117,データシート2!$A$1:$SI$1,0),0)","v":0},{"$f":"VLOOKUP($D$3&\"_\"&R$3,データシート2!$A:$SI,MATCH($R$2&\"_\"&$B117,データシート2!$A$1:$SI$1,0),0)","v":0},{"$f":"VLOOKUP($D$3&\"_\"&S$3,データシート2!$A:$SI,MATCH($R$2&\"_\"&$B117,データシート2!$A$1:$SI$1,0),0)","v":0},{"$f":"VLOOKUP($D$3&\"_\"&T$3,データシート2!$A:$SI,MATCH($R$2&\"_\"&$B117,データシート2!$A$1:$SI$1,0),0)","v":0},{"$f":"VLOOKUP($D$3&\"_\"&U$3,データシート2!$A:$SI,MATCH($R$2&\"_\"&$B117,データシート2!$A$1:$SI$1,0),0)","v":0},{"$f":"VLOOKUP($D$3&\"_\"&V$3,データシート2!$A:$SI,MATCH($R$2&\"_\"&$B117,データシート2!$A$1:$SI$1,0),0)","v":0},{"$f":"VLOOKUP($D$3&\"_\"&W$3,データシート2!$A:$SI,MATCH($R$2&\"_\"&$B117,データシート2!$A$1:$SI$1,0),0)","v":0},{"$f":"VLOOKUP($D$3&\"_\"&X$3,データシート2!$A:$SI,MATCH($R$2&\"_\"&$B117,データシート2!$A$1:$SI$1,0),0)","v":0},{"$f":"VLOOKUP($D$3&\"_\"&Y$3,データシート2!$A:$SI,MATCH($R$2&\"_\"&$B117,データシート2!$A$1:$SI$1,0),0)","v":0},{"$f":"VLOOKUP($D$3&\"_\"&Z$3,データシート2!$A:$SI,MATCH($R$2&\"_\"&$B117,データシート2!$A$1:$SI$1,0),0)","v":0},{"$f":"VLOOKUP($D$3&\"_\"&AA$3,データシート2!$A:$SI,MATCH($R$2&\"_\"&$B117,データシート2!$A$1:$SI$1,0),0)","v":0},{"$f":"VLOOKUP($D$3&\"_\"&AB$3,データシート2!$A:$SI,MATCH($R$2&\"_\"&$B117,データシート2!$A$1:$SI$1,0),0)","v":0}]
[null,null,83,"医療業",null,null,{"$f":"VLOOKUP($D$3&\"_\"&G$3,データシート2!$A:$SI,MATCH($G$2&\"_\"&$C118,データシート2!$A$1:$SI$1,0),0)","v":0},{"$f":"VLOOKUP($D$3&\"_\"&H$3,データシート2!$A:$SI,MATCH($G$2&\"_\"&$C118,データシート2!$A$1:$SI$1,0),0)","v":0},{"$f":"VLOOKUP($D$3&\"_\"&I$3,データシート2!$A:$SI,MATCH($G$2&\"_\"&$C118,データシート2!$A$1:$SI$1,0),0)","v":0},{"$f":"VLOOKUP($D$3&\"_\"&J$3,データシート2!$A:$SI,MATCH($G$2&\"_\"&$C118,データシート2!$A$1:$SI$1,0),0)","v":0},{"$f":"VLOOKUP($D$3&\"_\"&K$3,データシート2!$A:$SI,MATCH($G$2&\"_\"&$C118,データシート2!$A$1:$SI$1,0),0)","v":0},{"$f":"VLOOKUP($D$3&\"_\"&L$3,データシート2!$A:$SI,MATCH($G$2&\"_\"&$C118,データシート2!$A$1:$SI$1,0),0)","v":0},{"$f":"VLOOKUP($D$3&\"_\"&M$3,データシート2!$A:$SI,MATCH($G$2&\"_\"&$C118,データシート2!$A$1:$SI$1,0),0)","v":0},{"$f":"VLOOKUP($D$3&\"_\"&N$3,データシート2!$A:$SI,MATCH($G$2&\"_\"&$C118,データシート2!$A$1:$SI$1,0),0)","v":0},{"$f":"VLOOKUP($D$3&\"_\"&O$3,データシート2!$A:$SI,MATCH($G$2&\"_\"&$C118,データシート2!$A$1:$SI$1,0),0)","v":0},{"$f":"VLOOKUP($D$3&\"_\"&P$3,データシート2!$A:$SI,MATCH($G$2&\"_\"&$C118,データシート2!$A$1:$SI$1,0),0)","v":0},{"$f":"VLOOKUP($D$3&\"_\"&Q$3,データシート2!$A:$SI,MATCH($G$2&\"_\"&$C118,データシート2!$A$1:$SI$1,0),0)","v":0},{"$f":"VLOOKUP($D$3&\"_\"&R$3,データシート2!$A:$SI,MATCH($R$2&\"_\"&$C118,データシート2!$A$1:$SI$1,0),0)","v":0},{"$f":"VLOOKUP($D$3&\"_\"&S$3,データシート2!$A:$SI,MATCH($R$2&\"_\"&$C118,データシート2!$A$1:$SI$1,0),0)","v":0},{"$f":"VLOOKUP($D$3&\"_\"&T$3,データシート2!$A:$SI,MATCH($R$2&\"_\"&$C118,データシート2!$A$1:$SI$1,0),0)","v":0},{"$f":"VLOOKUP($D$3&\"_\"&U$3,データシート2!$A:$SI,MATCH($R$2&\"_\"&$C118,データシート2!$A$1:$SI$1,0),0)","v":0},{"$f":"VLOOKUP($D$3&\"_\"&V$3,データシート2!$A:$SI,MATCH($R$2&\"_\"&$C118,データシート2!$A$1:$SI$1,0),0)","v":0},{"$f":"VLOOKUP($D$3&\"_\"&W$3,データシート2!$A:$SI,MATCH($R$2&\"_\"&$C118,データシート2!$A$1:$SI$1,0),0)","v":0},{"$f":"VLOOKUP($D$3&\"_\"&X$3,データシート2!$A:$SI,MATCH($R$2&\"_\"&$C118,データシート2!$A$1:$SI$1,0),0)","v":0},{"$f":"VLOOKUP($D$3&\"_\"&Y$3,データシート2!$A:$SI,MATCH($R$2&\"_\"&$C118,データシート2!$A$1:$SI$1,0),0)","v":0},{"$f":"VLOOKUP($D$3&\"_\"&Z$3,データシート2!$A:$SI,MATCH($R$2&\"_\"&$C118,データシート2!$A$1:$SI$1,0),0)","v":0},{"$f":"VLOOKUP($D$3&\"_\"&AA$3,データシート2!$A:$SI,MATCH($R$2&\"_\"&$C118,データシート2!$A$1:$SI$1,0),0)","v":0},{"$f":"VLOOKUP($D$3&\"_\"&AB$3,データシート2!$A:$SI,MATCH($R$2&\"_\"&$C118,データシート2!$A$1:$SI$1,0),0)","v":0}]
[null,null,84,"保健衛生",null,null,{"$f":"VLOOKUP($D$3&\"_\"&G$3,データシート2!$A:$SI,MATCH($G$2&\"_\"&$C119,データシート2!$A$1:$SI$1,0),0)","v":0},{"$f":"VLOOKUP($D$3&\"_\"&H$3,データシート2!$A:$SI,MATCH($G$2&\"_\"&$C119,データシート2!$A$1:$SI$1,0),0)","v":0},{"$f":"VLOOKUP($D$3&\"_\"&I$3,データシート2!$A:$SI,MATCH($G$2&\"_\"&$C119,データシート2!$A$1:$SI$1,0),0)","v":0},{"$f":"VLOOKUP($D$3&\"_\"&J$3,データシート2!$A:$SI,MATCH($G$2&\"_\"&$C119,データシート2!$A$1:$SI$1,0),0)","v":0},{"$f":"VLOOKUP($D$3&\"_\"&K$3,データシート2!$A:$SI,MATCH($G$2&\"_\"&$C119,データシート2!$A$1:$SI$1,0),0)","v":0},{"$f":"VLOOKUP($D$3&\"_\"&L$3,データシート2!$A:$SI,MATCH($G$2&\"_\"&$C119,データシート2!$A$1:$SI$1,0),0)","v":0},{"$f":"VLOOKUP($D$3&\"_\"&M$3,データシート2!$A:$SI,MATCH($G$2&\"_\"&$C119,データシート2!$A$1:$SI$1,0),0)","v":0},{"$f":"VLOOKUP($D$3&\"_\"&N$3,データシート2!$A:$SI,MATCH($G$2&\"_\"&$C119,データシート2!$A$1:$SI$1,0),0)","v":0},{"$f":"VLOOKUP($D$3&\"_\"&O$3,データシート2!$A:$SI,MATCH($G$2&\"_\"&$C119,データシート2!$A$1:$SI$1,0),0)","v":0},{"$f":"VLOOKUP($D$3&\"_\"&P$3,データシート2!$A:$SI,MATCH($G$2&\"_\"&$C119,データシート2!$A$1:$SI$1,0),0)","v":0},{"$f":"VLOOKUP($D$3&\"_\"&Q$3,データシート2!$A:$SI,MATCH($G$2&\"_\"&$C119,データシート2!$A$1:$SI$1,0),0)","v":0},{"$f":"VLOOKUP($D$3&\"_\"&R$3,データシート2!$A:$SI,MATCH($R$2&\"_\"&$C119,データシート2!$A$1:$SI$1,0),0)","v":0},{"$f":"VLOOKUP($D$3&\"_\"&S$3,データシート2!$A:$SI,MATCH($R$2&\"_\"&$C119,データシート2!$A$1:$SI$1,0),0)","v":0},{"$f":"VLOOKUP($D$3&\"_\"&T$3,データシート2!$A:$SI,MATCH($R$2&\"_\"&$C119,データシート2!$A$1:$SI$1,0),0)","v":0},{"$f":"VLOOKUP($D$3&\"_\"&U$3,データシート2!$A:$SI,MATCH($R$2&\"_\"&$C119,データシート2!$A$1:$SI$1,0),0)","v":0},{"$f":"VLOOKUP($D$3&\"_\"&V$3,データシート2!$A:$SI,MATCH($R$2&\"_\"&$C119,データシート2!$A$1:$SI$1,0),0)","v":0},{"$f":"VLOOKUP($D$3&\"_\"&W$3,データシート2!$A:$SI,MATCH($R$2&\"_\"&$C119,データシート2!$A$1:$SI$1,0),0)","v":0},{"$f":"VLOOKUP($D$3&\"_\"&X$3,データシート2!$A:$SI,MATCH($R$2&\"_\"&$C119,データシート2!$A$1:$SI$1,0),0)","v":0},{"$f":"VLOOKUP($D$3&\"_\"&Y$3,データシート2!$A:$SI,MATCH($R$2&\"_\"&$C119,データシート2!$A$1:$SI$1,0),0)","v":0},{"$f":"VLOOKUP($D$3&\"_\"&Z$3,データシート2!$A:$SI,MATCH($R$2&\"_\"&$C119,データシート2!$A$1:$SI$1,0),0)","v":0},{"$f":"VLOOKUP($D$3&\"_\"&AA$3,データシート2!$A:$SI,MATCH($R$2&\"_\"&$C119,データシート2!$A$1:$SI$1,0),0)","v":0},{"$f":"VLOOKUP($D$3&\"_\"&AB$3,データシート2!$A:$SI,MATCH($R$2&\"_\"&$C119,データシート2!$A$1:$SI$1,0),0)","v":0}]
[null,null,85,"社会保険・社会福祉・介護事業",null,null,{"$f":"VLOOKUP($D$3&\"_\"&G$3,データシート2!$A:$SI,MATCH($G$2&\"_\"&$C120,データシート2!$A$1:$SI$1,0),0)","v":0},{"$f":"VLOOKUP($D$3&\"_\"&H$3,データシート2!$A:$SI,MATCH($G$2&\"_\"&$C120,データシート2!$A$1:$SI$1,0),0)","v":0},{"$f":"VLOOKUP($D$3&\"_\"&I$3,データシート2!$A:$SI,MATCH($G$2&\"_\"&$C120,データシート2!$A$1:$SI$1,0),0)","v":0},{"$f":"VLOOKUP($D$3&\"_\"&J$3,データシート2!$A:$SI,MATCH($G$2&\"_\"&$C120,データシート2!$A$1:$SI$1,0),0)","v":0},{"$f":"VLOOKUP($D$3&\"_\"&K$3,データシート2!$A:$SI,MATCH($G$2&\"_\"&$C120,データシート2!$A$1:$SI$1,0),0)","v":0},{"$f":"VLOOKUP($D$3&\"_\"&L$3,データシート2!$A:$SI,MATCH($G$2&\"_\"&$C120,データシート2!$A$1:$SI$1,0),0)","v":0},{"$f":"VLOOKUP($D$3&\"_\"&M$3,データシート2!$A:$SI,MATCH($G$2&\"_\"&$C120,データシート2!$A$1:$SI$1,0),0)","v":0},{"$f":"VLOOKUP($D$3&\"_\"&N$3,データシート2!$A:$SI,MATCH($G$2&\"_\"&$C120,データシート2!$A$1:$SI$1,0),0)","v":0},{"$f":"VLOOKUP($D$3&\"_\"&O$3,データシート2!$A:$SI,MATCH($G$2&\"_\"&$C120,データシート2!$A$1:$SI$1,0),0)","v":0},{"$f":"VLOOKUP($D$3&\"_\"&P$3,データシート2!$A:$SI,MATCH($G$2&\"_\"&$C120,データシート2!$A$1:$SI$1,0),0)","v":0},{"$f":"VLOOKUP($D$3&\"_\"&Q$3,データシート2!$A:$SI,MATCH($G$2&\"_\"&$C120,データシート2!$A$1:$SI$1,0),0)","v":0},{"$f":"VLOOKUP($D$3&\"_\"&R$3,データシート2!$A:$SI,MATCH($R$2&\"_\"&$C120,データシート2!$A$1:$SI$1,0),0)","v":0},{"$f":"VLOOKUP($D$3&\"_\"&S$3,データシート2!$A:$SI,MATCH($R$2&\"_\"&$C120,データシート2!$A$1:$SI$1,0),0)","v":0},{"$f":"VLOOKUP($D$3&\"_\"&T$3,データシート2!$A:$SI,MATCH($R$2&\"_\"&$C120,データシート2!$A$1:$SI$1,0),0)","v":0},{"$f":"VLOOKUP($D$3&\"_\"&U$3,データシート2!$A:$SI,MATCH($R$2&\"_\"&$C120,データシート2!$A$1:$SI$1,0),0)","v":0},{"$f":"VLOOKUP($D$3&\"_\"&V$3,データシート2!$A:$SI,MATCH($R$2&\"_\"&$C120,データシート2!$A$1:$SI$1,0),0)","v":0},{"$f":"VLOOKUP($D$3&\"_\"&W$3,データシート2!$A:$SI,MATCH($R$2&\"_\"&$C120,データシート2!$A$1:$SI$1,0),0)","v":0},{"$f":"VLOOKUP($D$3&\"_\"&X$3,データシート2!$A:$SI,MATCH($R$2&\"_\"&$C120,データシート2!$A$1:$SI$1,0),0)","v":0},{"$f":"VLOOKUP($D$3&\"_\"&Y$3,データシート2!$A:$SI,MATCH($R$2&\"_\"&$C120,データシート2!$A$1:$SI$1,0),0)","v":0},{"$f":"VLOOKUP($D$3&\"_\"&Z$3,データシート2!$A:$SI,MATCH($R$2&\"_\"&$C120,データシート2!$A$1:$SI$1,0),0)","v":0},{"$f":"VLOOKUP($D$3&\"_\"&AA$3,データシート2!$A:$SI,MATCH($R$2&\"_\"&$C120,データシート2!$A$1:$SI$1,0),0)","v":0},{"$f":"VLOOKUP($D$3&\"_\"&AB$3,データシート2!$A:$SI,MATCH($R$2&\"_\"&$C120,データシート2!$A$1:$SI$1,0),0)","v":0}]
[null,"Q","複合サービス事業",{"$nulls":3},{"$f":"VLOOKUP($D$3&\"_\"&G$3,データシート2!$A:$SI,MATCH($G$2&\"_\"&$B121,データシート2!$A$1:$SI$1,0),0)","v":0},{"$f":"VLOOKUP($D$3&\"_\"&H$3,データシート2!$A:$SI,MATCH($G$2&\"_\"&$B121,データシート2!$A$1:$SI$1,0),0)","v":0},{"$f":"VLOOKUP($D$3&\"_\"&I$3,データシート2!$A:$SI,MATCH($G$2&\"_\"&$B121,データシート2!$A$1:$SI$1,0),0)","v":0},{"$f":"VLOOKUP($D$3&\"_\"&J$3,データシート2!$A:$SI,MATCH($G$2&\"_\"&$B121,データシート2!$A$1:$SI$1,0),0)","v":0},{"$f":"VLOOKUP($D$3&\"_\"&K$3,データシート2!$A:$SI,MATCH($G$2&\"_\"&$B121,データシート2!$A$1:$SI$1,0),0)","v":0},{"$f":"VLOOKUP($D$3&\"_\"&L$3,データシート2!$A:$SI,MATCH($G$2&\"_\"&$B121,データシート2!$A$1:$SI$1,0),0)","v":0},{"$f":"VLOOKUP($D$3&\"_\"&M$3,データシート2!$A:$SI,MATCH($G$2&\"_\"&$B121,データシート2!$A$1:$SI$1,0),0)","v":0},{"$f":"VLOOKUP($D$3&\"_\"&N$3,データシート2!$A:$SI,MATCH($G$2&\"_\"&$B121,データシート2!$A$1:$SI$1,0),0)","v":0},{"$f":"VLOOKUP($D$3&\"_\"&O$3,データシート2!$A:$SI,MATCH($G$2&\"_\"&$B121,データシート2!$A$1:$SI$1,0),0)","v":0},{"$f":"VLOOKUP($D$3&\"_\"&P$3,データシート2!$A:$SI,MATCH($G$2&\"_\"&$B121,データシート2!$A$1:$SI$1,0),0)","v":0},{"$f":"VLOOKUP($D$3&\"_\"&Q$3,データシート2!$A:$SI,MATCH($G$2&\"_\"&$B121,データシート2!$A$1:$SI$1,0),0)","v":0},{"$f":"VLOOKUP($D$3&\"_\"&R$3,データシート2!$A:$SI,MATCH($R$2&\"_\"&$B121,データシート2!$A$1:$SI$1,0),0)","v":0},{"$f":"VLOOKUP($D$3&\"_\"&S$3,データシート2!$A:$SI,MATCH($R$2&\"_\"&$B121,データシート2!$A$1:$SI$1,0),0)","v":0},{"$f":"VLOOKUP($D$3&\"_\"&T$3,データシート2!$A:$SI,MATCH($R$2&\"_\"&$B121,データシート2!$A$1:$SI$1,0),0)","v":0},{"$f":"VLOOKUP($D$3&\"_\"&U$3,データシート2!$A:$SI,MATCH($R$2&\"_\"&$B121,データシート2!$A$1:$SI$1,0),0)","v":0},{"$f":"VLOOKUP($D$3&\"_\"&V$3,データシート2!$A:$SI,MATCH($R$2&\"_\"&$B121,データシート2!$A$1:$SI$1,0),0)","v":0},{"$f":"VLOOKUP($D$3&\"_\"&W$3,データシート2!$A:$SI,MATCH($R$2&\"_\"&$B121,データシート2!$A$1:$SI$1,0),0)","v":0},{"$f":"VLOOKUP($D$3&\"_\"&X$3,データシート2!$A:$SI,MATCH($R$2&\"_\"&$B121,データシート2!$A$1:$SI$1,0),0)","v":0},{"$f":"VLOOKUP($D$3&\"_\"&Y$3,データシート2!$A:$SI,MATCH($R$2&\"_\"&$B121,データシート2!$A$1:$SI$1,0),0)","v":0},{"$f":"VLOOKUP($D$3&\"_\"&Z$3,データシート2!$A:$SI,MATCH($R$2&\"_\"&$B121,データシート2!$A$1:$SI$1,0),0)","v":0},{"$f":"VLOOKUP($D$3&\"_\"&AA$3,データシート2!$A:$SI,MATCH($R$2&\"_\"&$B121,データシート2!$A$1:$SI$1,0),0)","v":0},{"$f":"VLOOKUP($D$3&\"_\"&AB$3,データシート2!$A:$SI,MATCH($R$2&\"_\"&$B121,データシート2!$A$1:$SI$1,0),0)","v":0}]
[null,null,86,"郵便局",null,null,{"$f":"VLOOKUP($D$3&\"_\"&G$3,データシート2!$A:$SI,MATCH($G$2&\"_\"&$C122,データシート2!$A$1:$SI$1,0),0)","v":0},{"$f":"VLOOKUP($D$3&\"_\"&H$3,データシート2!$A:$SI,MATCH($G$2&\"_\"&$C122,データシート2!$A$1:$SI$1,0),0)","v":0},{"$f":"VLOOKUP($D$3&\"_\"&I$3,データシート2!$A:$SI,MATCH($G$2&\"_\"&$C122,データシート2!$A$1:$SI$1,0),0)","v":0},{"$f":"VLOOKUP($D$3&\"_\"&J$3,データシート2!$A:$SI,MATCH($G$2&\"_\"&$C122,データシート2!$A$1:$SI$1,0),0)","v":0},{"$f":"VLOOKUP($D$3&\"_\"&K$3,データシート2!$A:$SI,MATCH($G$2&\"_\"&$C122,データシート2!$A$1:$SI$1,0),0)","v":0},{"$f":"VLOOKUP($D$3&\"_\"&L$3,データシート2!$A:$SI,MATCH($G$2&\"_\"&$C122,データシート2!$A$1:$SI$1,0),0)","v":0},{"$f":"VLOOKUP($D$3&\"_\"&M$3,データシート2!$A:$SI,MATCH($G$2&\"_\"&$C122,データシート2!$A$1:$SI$1,0),0)","v":0},{"$f":"VLOOKUP($D$3&\"_\"&N$3,データシート2!$A:$SI,MATCH($G$2&\"_\"&$C122,データシート2!$A$1:$SI$1,0),0)","v":0},{"$f":"VLOOKUP($D$3&\"_\"&O$3,データシート2!$A:$SI,MATCH($G$2&\"_\"&$C122,データシート2!$A$1:$SI$1,0),0)","v":0},{"$f":"VLOOKUP($D$3&\"_\"&P$3,データシート2!$A:$SI,MATCH($G$2&\"_\"&$C122,データシート2!$A$1:$SI$1,0),0)","v":0},{"$f":"VLOOKUP($D$3&\"_\"&Q$3,データシート2!$A:$SI,MATCH($G$2&\"_\"&$C122,データシート2!$A$1:$SI$1,0),0)","v":0},{"$f":"VLOOKUP($D$3&\"_\"&R$3,データシート2!$A:$SI,MATCH($R$2&\"_\"&$C122,データシート2!$A$1:$SI$1,0),0)","v":0},{"$f":"VLOOKUP($D$3&\"_\"&S$3,データシート2!$A:$SI,MATCH($R$2&\"_\"&$C122,データシート2!$A$1:$SI$1,0),0)","v":0},{"$f":"VLOOKUP($D$3&\"_\"&T$3,データシート2!$A:$SI,MATCH($R$2&\"_\"&$C122,データシート2!$A$1:$SI$1,0),0)","v":0},{"$f":"VLOOKUP($D$3&\"_\"&U$3,データシート2!$A:$SI,MATCH($R$2&\"_\"&$C122,データシート2!$A$1:$SI$1,0),0)","v":0},{"$f":"VLOOKUP($D$3&\"_\"&V$3,データシート2!$A:$SI,MATCH($R$2&\"_\"&$C122,データシート2!$A$1:$SI$1,0),0)","v":0},{"$f":"VLOOKUP($D$3&\"_\"&W$3,データシート2!$A:$SI,MATCH($R$2&\"_\"&$C122,データシート2!$A$1:$SI$1,0),0)","v":0},{"$f":"VLOOKUP($D$3&\"_\"&X$3,データシート2!$A:$SI,MATCH($R$2&\"_\"&$C122,データシート2!$A$1:$SI$1,0),0)","v":0},{"$f":"VLOOKUP($D$3&\"_\"&Y$3,データシート2!$A:$SI,MATCH($R$2&\"_\"&$C122,データシート2!$A$1:$SI$1,0),0)","v":0},{"$f":"VLOOKUP($D$3&\"_\"&Z$3,データシート2!$A:$SI,MATCH($R$2&\"_\"&$C122,データシート2!$A$1:$SI$1,0),0)","v":0},{"$f":"VLOOKUP($D$3&\"_\"&AA$3,データシート2!$A:$SI,MATCH($R$2&\"_\"&$C122,データシート2!$A$1:$SI$1,0),0)","v":0},{"$f":"VLOOKUP($D$3&\"_\"&AB$3,データシート2!$A:$SI,MATCH($R$2&\"_\"&$C122,データシート2!$A$1:$SI$1,0),0)","v":0}]
[null,null,87,"協同組合（他に分類されないもの）",null,null,{"$f":"VLOOKUP($D$3&\"_\"&G$3,データシート2!$A:$SI,MATCH($G$2&\"_\"&$C123,データシート2!$A$1:$SI$1,0),0)","v":0},{"$f":"VLOOKUP($D$3&\"_\"&H$3,データシート2!$A:$SI,MATCH($G$2&\"_\"&$C123,データシート2!$A$1:$SI$1,0),0)","v":0},{"$f":"VLOOKUP($D$3&\"_\"&I$3,データシート2!$A:$SI,MATCH($G$2&\"_\"&$C123,データシート2!$A$1:$SI$1,0),0)","v":0},{"$f":"VLOOKUP($D$3&\"_\"&J$3,データシート2!$A:$SI,MATCH($G$2&\"_\"&$C123,データシート2!$A$1:$SI$1,0),0)","v":0},{"$f":"VLOOKUP($D$3&\"_\"&K$3,データシート2!$A:$SI,MATCH($G$2&\"_\"&$C123,データシート2!$A$1:$SI$1,0),0)","v":0},{"$f":"VLOOKUP($D$3&\"_\"&L$3,データシート2!$A:$SI,MATCH($G$2&\"_\"&$C123,データシート2!$A$1:$SI$1,0),0)","v":0},{"$f":"VLOOKUP($D$3&\"_\"&M$3,データシート2!$A:$SI,MATCH($G$2&\"_\"&$C123,データシート2!$A$1:$SI$1,0),0)","v":0},{"$f":"VLOOKUP($D$3&\"_\"&N$3,データシート2!$A:$SI,MATCH($G$2&\"_\"&$C123,データシート2!$A$1:$SI$1,0),0)","v":0},{"$f":"VLOOKUP($D$3&\"_\"&O$3,データシート2!$A:$SI,MATCH($G$2&\"_\"&$C123,データシート2!$A$1:$SI$1,0),0)","v":0},{"$f":"VLOOKUP($D$3&\"_\"&P$3,データシート2!$A:$SI,MATCH($G$2&\"_\"&$C123,データシート2!$A$1:$SI$1,0),0)","v":0},{"$f":"VLOOKUP($D$3&\"_\"&Q$3,データシート2!$A:$SI,MATCH($G$2&\"_\"&$C123,データシート2!$A$1:$SI$1,0),0)","v":0},{"$f":"VLOOKUP($D$3&\"_\"&R$3,データシート2!$A:$SI,MATCH($R$2&\"_\"&$C123,データシート2!$A$1:$SI$1,0),0)","v":0},{"$f":"VLOOKUP($D$3&\"_\"&S$3,データシート2!$A:$SI,MATCH($R$2&\"_\"&$C123,データシート2!$A$1:$SI$1,0),0)","v":0},{"$f":"VLOOKUP($D$3&\"_\"&T$3,データシート2!$A:$SI,MATCH($R$2&\"_\"&$C123,データシート2!$A$1:$SI$1,0),0)","v":0},{"$f":"VLOOKUP($D$3&\"_\"&U$3,データシート2!$A:$SI,MATCH($R$2&\"_\"&$C123,データシート2!$A$1:$SI$1,0),0)","v":0},{"$f":"VLOOKUP($D$3&\"_\"&V$3,データシート2!$A:$SI,MATCH($R$2&\"_\"&$C123,データシート2!$A$1:$SI$1,0),0)","v":0},{"$f":"VLOOKUP($D$3&\"_\"&W$3,データシート2!$A:$SI,MATCH($R$2&\"_\"&$C123,データシート2!$A$1:$SI$1,0),0)","v":0},{"$f":"VLOOKUP($D$3&\"_\"&X$3,データシート2!$A:$SI,MATCH($R$2&\"_\"&$C123,データシート2!$A$1:$SI$1,0),0)","v":0},{"$f":"VLOOKUP($D$3&\"_\"&Y$3,データシート2!$A:$SI,MATCH($R$2&\"_\"&$C123,データシート2!$A$1:$SI$1,0),0)","v":0},{"$f":"VLOOKUP($D$3&\"_\"&Z$3,データシート2!$A:$SI,MATCH($R$2&\"_\"&$C123,データシート2!$A$1:$SI$1,0),0)","v":0},{"$f":"VLOOKUP($D$3&\"_\"&AA$3,データシート2!$A:$SI,MATCH($R$2&\"_\"&$C123,データシート2!$A$1:$SI$1,0),0)","v":0},{"$f":"VLOOKUP($D$3&\"_\"&AB$3,データシート2!$A:$SI,MATCH($R$2&\"_\"&$C123,データシート2!$A$1:$SI$1,0),0)","v":0}]
[null,"R","サービス業（他に分類されないもの）",{"$nulls":3},{"$f":"VLOOKUP($D$3&\"_\"&G$3,データシート2!$A:$SI,MATCH($G$2&\"_\"&$B124,データシート2!$A$1:$SI$1,0),0)","v":0},{"$f":"VLOOKUP($D$3&\"_\"&H$3,データシート2!$A:$SI,MATCH($G$2&\"_\"&$B124,データシート2!$A$1:$SI$1,0),0)","v":0},{"$f":"VLOOKUP($D$3&\"_\"&I$3,データシート2!$A:$SI,MATCH($G$2&\"_\"&$B124,データシート2!$A$1:$SI$1,0),0)","v":0},{"$f":"VLOOKUP($D$3&\"_\"&J$3,データシート2!$A:$SI,MATCH($G$2&\"_\"&$B124,データシート2!$A$1:$SI$1,0),0)","v":0},{"$f":"VLOOKUP($D$3&\"_\"&K$3,データシート2!$A:$SI,MATCH($G$2&\"_\"&$B124,データシート2!$A$1:$SI$1,0),0)","v":0},{"$f":"VLOOKUP($D$3&\"_\"&L$3,データシート2!$A:$SI,MATCH($G$2&\"_\"&$B124,データシート2!$A$1:$SI$1,0),0)","v":0},{"$f":"VLOOKUP($D$3&\"_\"&M$3,データシート2!$A:$SI,MATCH($G$2&\"_\"&$B124,データシート2!$A$1:$SI$1,0),0)","v":0},{"$f":"VLOOKUP($D$3&\"_\"&N$3,データシート2!$A:$SI,MATCH($G$2&\"_\"&$B124,データシート2!$A$1:$SI$1,0),0)","v":0},{"$f":"VLOOKUP($D$3&\"_\"&O$3,データシート2!$A:$SI,MATCH($G$2&\"_\"&$B124,データシート2!$A$1:$SI$1,0),0)","v":0},{"$f":"VLOOKUP($D$3&\"_\"&P$3,データシート2!$A:$SI,MATCH($G$2&\"_\"&$B124,データシート2!$A$1:$SI$1,0),0)","v":0},{"$f":"VLOOKUP($D$3&\"_\"&Q$3,データシート2!$A:$SI,MATCH($G$2&\"_\"&$B124,データシート2!$A$1:$SI$1,0),0)","v":0},{"$f":"VLOOKUP($D$3&\"_\"&R$3,データシート2!$A:$SI,MATCH($R$2&\"_\"&$B124,データシート2!$A$1:$SI$1,0),0)","v":0},{"$f":"VLOOKUP($D$3&\"_\"&S$3,データシート2!$A:$SI,MATCH($R$2&\"_\"&$B124,データシート2!$A$1:$SI$1,0),0)","v":0},{"$f":"VLOOKUP($D$3&\"_\"&T$3,データシート2!$A:$SI,MATCH($R$2&\"_\"&$B124,データシート2!$A$1:$SI$1,0),0)","v":0},{"$f":"VLOOKUP($D$3&\"_\"&U$3,データシート2!$A:$SI,MATCH($R$2&\"_\"&$B124,データシート2!$A$1:$SI$1,0),0)","v":0},{"$f":"VLOOKUP($D$3&\"_\"&V$3,データシート2!$A:$SI,MATCH($R$2&\"_\"&$B124,データシート2!$A$1:$SI$1,0),0)","v":0},{"$f":"VLOOKUP($D$3&\"_\"&W$3,データシート2!$A:$SI,MATCH($R$2&\"_\"&$B124,データシート2!$A$1:$SI$1,0),0)","v":0},{"$f":"VLOOKUP($D$3&\"_\"&X$3,データシート2!$A:$SI,MATCH($R$2&\"_\"&$B124,データシート2!$A$1:$SI$1,0),0)","v":0},{"$f":"VLOOKUP($D$3&\"_\"&Y$3,データシート2!$A:$SI,MATCH($R$2&\"_\"&$B124,データシート2!$A$1:$SI$1,0),0)","v":0},{"$f":"VLOOKUP($D$3&\"_\"&Z$3,データシート2!$A:$SI,MATCH($R$2&\"_\"&$B124,データシート2!$A$1:$SI$1,0),0)","v":0},{"$f":"VLOOKUP($D$3&\"_\"&AA$3,データシート2!$A:$SI,MATCH($R$2&\"_\"&$B124,データシート2!$A$1:$SI$1,0),0)","v":0},{"$f":"VLOOKUP($D$3&\"_\"&AB$3,データシート2!$A:$SI,MATCH($R$2&\"_\"&$B124,データシート2!$A$1:$SI$1,0),0)","v":0}]
[null,null,88,"廃棄物処理業",null,null,{"$f":"VLOOKUP($D$3&\"_\"&G$3,データシート2!$A:$SI,MATCH($G$2&\"_\"&$C125,データシート2!$A$1:$SI$1,0),0)","v":0},{"$f":"VLOOKUP($D$3&\"_\"&H$3,データシート2!$A:$SI,MATCH($G$2&\"_\"&$C125,データシート2!$A$1:$SI$1,0),0)","v":0},{"$f":"VLOOKUP($D$3&\"_\"&I$3,データシート2!$A:$SI,MATCH($G$2&\"_\"&$C125,データシート2!$A$1:$SI$1,0),0)","v":0},{"$f":"VLOOKUP($D$3&\"_\"&J$3,データシート2!$A:$SI,MATCH($G$2&\"_\"&$C125,データシート2!$A$1:$SI$1,0),0)","v":0},{"$f":"VLOOKUP($D$3&\"_\"&K$3,データシート2!$A:$SI,MATCH($G$2&\"_\"&$C125,データシート2!$A$1:$SI$1,0),0)","v":0},{"$f":"VLOOKUP($D$3&\"_\"&L$3,データシート2!$A:$SI,MATCH($G$2&\"_\"&$C125,データシート2!$A$1:$SI$1,0),0)","v":0},{"$f":"VLOOKUP($D$3&\"_\"&M$3,データシート2!$A:$SI,MATCH($G$2&\"_\"&$C125,データシート2!$A$1:$SI$1,0),0)","v":0},{"$f":"VLOOKUP($D$3&\"_\"&N$3,データシート2!$A:$SI,MATCH($G$2&\"_\"&$C125,データシート2!$A$1:$SI$1,0),0)","v":0},{"$f":"VLOOKUP($D$3&\"_\"&O$3,データシート2!$A:$SI,MATCH($G$2&\"_\"&$C125,データシート2!$A$1:$SI$1,0),0)","v":0},{"$f":"VLOOKUP($D$3&\"_\"&P$3,データシート2!$A:$SI,MATCH($G$2&\"_\"&$C125,データシート2!$A$1:$SI$1,0),0)","v":0},{"$f":"VLOOKUP($D$3&\"_\"&Q$3,データシート2!$A:$SI,MATCH($G$2&\"_\"&$C125,データシート2!$A$1:$SI$1,0),0)","v":0},{"$f":"VLOOKUP($D$3&\"_\"&R$3,データシート2!$A:$SI,MATCH($R$2&\"_\"&$C125,データシート2!$A$1:$SI$1,0),0)","v":0},{"$f":"VLOOKUP($D$3&\"_\"&S$3,データシート2!$A:$SI,MATCH($R$2&\"_\"&$C125,データシート2!$A$1:$SI$1,0),0)","v":0},{"$f":"VLOOKUP($D$3&\"_\"&T$3,データシート2!$A:$SI,MATCH($R$2&\"_\"&$C125,データシート2!$A$1:$SI$1,0),0)","v":0},{"$f":"VLOOKUP($D$3&\"_\"&U$3,データシート2!$A:$SI,MATCH($R$2&\"_\"&$C125,データシート2!$A$1:$SI$1,0),0)","v":0},{"$f":"VLOOKUP($D$3&\"_\"&V$3,データシート2!$A:$SI,MATCH($R$2&\"_\"&$C125,データシート2!$A$1:$SI$1,0),0)","v":0},{"$f":"VLOOKUP($D$3&\"_\"&W$3,データシート2!$A:$SI,MATCH($R$2&\"_\"&$C125,データシート2!$A$1:$SI$1,0),0)","v":0},{"$f":"VLOOKUP($D$3&\"_\"&X$3,データシート2!$A:$SI,MATCH($R$2&\"_\"&$C125,データシート2!$A$1:$SI$1,0),0)","v":0},{"$f":"VLOOKUP($D$3&\"_\"&Y$3,データシート2!$A:$SI,MATCH($R$2&\"_\"&$C125,データシート2!$A$1:$SI$1,0),0)","v":0},{"$f":"VLOOKUP($D$3&\"_\"&Z$3,データシート2!$A:$SI,MATCH($R$2&\"_\"&$C125,データシート2!$A$1:$SI$1,0),0)","v":0},{"$f":"VLOOKUP($D$3&\"_\"&AA$3,データシート2!$A:$SI,MATCH($R$2&\"_\"&$C125,データシート2!$A$1:$SI$1,0),0)","v":0},{"$f":"VLOOKUP($D$3&\"_\"&AB$3,データシート2!$A:$SI,MATCH($R$2&\"_\"&$C125,データシート2!$A$1:$SI$1,0),0)","v":0}]
[null,null,89,"自動車整備業",null,null,{"$f":"VLOOKUP($D$3&\"_\"&G$3,データシート2!$A:$SI,MATCH($G$2&\"_\"&$C126,データシート2!$A$1:$SI$1,0),0)","v":0},{"$f":"VLOOKUP($D$3&\"_\"&H$3,データシート2!$A:$SI,MATCH($G$2&\"_\"&$C126,データシート2!$A$1:$SI$1,0),0)","v":0},{"$f":"VLOOKUP($D$3&\"_\"&I$3,データシート2!$A:$SI,MATCH($G$2&\"_\"&$C126,データシート2!$A$1:$SI$1,0),0)","v":0},{"$f":"VLOOKUP($D$3&\"_\"&J$3,データシート2!$A:$SI,MATCH($G$2&\"_\"&$C126,データシート2!$A$1:$SI$1,0),0)","v":0},{"$f":"VLOOKUP($D$3&\"_\"&K$3,データシート2!$A:$SI,MATCH($G$2&\"_\"&$C126,データシート2!$A$1:$SI$1,0),0)","v":0},{"$f":"VLOOKUP($D$3&\"_\"&L$3,データシート2!$A:$SI,MATCH($G$2&\"_\"&$C126,データシート2!$A$1:$SI$1,0),0)","v":0},{"$f":"VLOOKUP($D$3&\"_\"&M$3,データシート2!$A:$SI,MATCH($G$2&\"_\"&$C126,データシート2!$A$1:$SI$1,0),0)","v":0},{"$f":"VLOOKUP($D$3&\"_\"&N$3,データシート2!$A:$SI,MATCH($G$2&\"_\"&$C126,データシート2!$A$1:$SI$1,0),0)","v":0},{"$f":"VLOOKUP($D$3&\"_\"&O$3,データシート2!$A:$SI,MATCH($G$2&\"_\"&$C126,データシート2!$A$1:$SI$1,0),0)","v":0},{"$f":"VLOOKUP($D$3&\"_\"&P$3,データシート2!$A:$SI,MATCH($G$2&\"_\"&$C126,データシート2!$A$1:$SI$1,0),0)","v":0},{"$f":"VLOOKUP($D$3&\"_\"&Q$3,データシート2!$A:$SI,MATCH($G$2&\"_\"&$C126,データシート2!$A$1:$SI$1,0),0)","v":0},{"$f":"VLOOKUP($D$3&\"_\"&R$3,データシート2!$A:$SI,MATCH($R$2&\"_\"&$C126,データシート2!$A$1:$SI$1,0),0)","v":0},{"$f":"VLOOKUP($D$3&\"_\"&S$3,データシート2!$A:$SI,MATCH($R$2&\"_\"&$C126,データシート2!$A$1:$SI$1,0),0)","v":0},{"$f":"VLOOKUP($D$3&\"_\"&T$3,データシート2!$A:$SI,MATCH($R$2&\"_\"&$C126,データシート2!$A$1:$SI$1,0),0)","v":0},{"$f":"VLOOKUP($D$3&\"_\"&U$3,データシート2!$A:$SI,MATCH($R$2&\"_\"&$C126,データシート2!$A$1:$SI$1,0),0)","v":0},{"$f":"VLOOKUP($D$3&\"_\"&V$3,データシート2!$A:$SI,MATCH($R$2&\"_\"&$C126,データシート2!$A$1:$SI$1,0),0)","v":0},{"$f":"VLOOKUP($D$3&\"_\"&W$3,データシート2!$A:$SI,MATCH($R$2&\"_\"&$C126,データシート2!$A$1:$SI$1,0),0)","v":0},{"$f":"VLOOKUP($D$3&\"_\"&X$3,データシート2!$A:$SI,MATCH($R$2&\"_\"&$C126,データシート2!$A$1:$SI$1,0),0)","v":0},{"$f":"VLOOKUP($D$3&\"_\"&Y$3,データシート2!$A:$SI,MATCH($R$2&\"_\"&$C126,データシート2!$A$1:$SI$1,0),0)","v":0},{"$f":"VLOOKUP($D$3&\"_\"&Z$3,データシート2!$A:$SI,MATCH($R$2&\"_\"&$C126,データシート2!$A$1:$SI$1,0),0)","v":0},{"$f":"VLOOKUP($D$3&\"_\"&AA$3,データシート2!$A:$SI,MATCH($R$2&\"_\"&$C126,データシート2!$A$1:$SI$1,0),0)","v":0},{"$f":"VLOOKUP($D$3&\"_\"&AB$3,データシート2!$A:$SI,MATCH($R$2&\"_\"&$C126,データシート2!$A$1:$SI$1,0),0)","v":0}]
[null,null,90,"機械等修理業（別掲を除く）",null,null,{"$f":"VLOOKUP($D$3&\"_\"&G$3,データシート2!$A:$SI,MATCH($G$2&\"_\"&$C127,データシート2!$A$1:$SI$1,0),0)","v":0},{"$f":"VLOOKUP($D$3&\"_\"&H$3,データシート2!$A:$SI,MATCH($G$2&\"_\"&$C127,データシート2!$A$1:$SI$1,0),0)","v":0},{"$f":"VLOOKUP($D$3&\"_\"&I$3,データシート2!$A:$SI,MATCH($G$2&\"_\"&$C127,データシート2!$A$1:$SI$1,0),0)","v":0},{"$f":"VLOOKUP($D$3&\"_\"&J$3,データシート2!$A:$SI,MATCH($G$2&\"_\"&$C127,データシート2!$A$1:$SI$1,0),0)","v":0},{"$f":"VLOOKUP($D$3&\"_\"&K$3,データシート2!$A:$SI,MATCH($G$2&\"_\"&$C127,データシート2!$A$1:$SI$1,0),0)","v":0},{"$f":"VLOOKUP($D$3&\"_\"&L$3,データシート2!$A:$SI,MATCH($G$2&\"_\"&$C127,データシート2!$A$1:$SI$1,0),0)","v":0},{"$f":"VLOOKUP($D$3&\"_\"&M$3,データシート2!$A:$SI,MATCH($G$2&\"_\"&$C127,データシート2!$A$1:$SI$1,0),0)","v":0},{"$f":"VLOOKUP($D$3&\"_\"&N$3,データシート2!$A:$SI,MATCH($G$2&\"_\"&$C127,データシート2!$A$1:$SI$1,0),0)","v":0},{"$f":"VLOOKUP($D$3&\"_\"&O$3,データシート2!$A:$SI,MATCH($G$2&\"_\"&$C127,データシート2!$A$1:$SI$1,0),0)","v":0},{"$f":"VLOOKUP($D$3&\"_\"&P$3,データシート2!$A:$SI,MATCH($G$2&\"_\"&$C127,データシート2!$A$1:$SI$1,0),0)","v":0},{"$f":"VLOOKUP($D$3&\"_\"&Q$3,データシート2!$A:$SI,MATCH($G$2&\"_\"&$C127,データシート2!$A$1:$SI$1,0),0)","v":0},{"$f":"VLOOKUP($D$3&\"_\"&R$3,データシート2!$A:$SI,MATCH($R$2&\"_\"&$C127,データシート2!$A$1:$SI$1,0),0)","v":0},{"$f":"VLOOKUP($D$3&\"_\"&S$3,データシート2!$A:$SI,MATCH($R$2&\"_\"&$C127,データシート2!$A$1:$SI$1,0),0)","v":0},{"$f":"VLOOKUP($D$3&\"_\"&T$3,データシート2!$A:$SI,MATCH($R$2&\"_\"&$C127,データシート2!$A$1:$SI$1,0),0)","v":0},{"$f":"VLOOKUP($D$3&\"_\"&U$3,データシート2!$A:$SI,MATCH($R$2&\"_\"&$C127,データシート2!$A$1:$SI$1,0),0)","v":0},{"$f":"VLOOKUP($D$3&\"_\"&V$3,データシート2!$A:$SI,MATCH($R$2&\"_\"&$C127,データシート2!$A$1:$SI$1,0),0)","v":0},{"$f":"VLOOKUP($D$3&\"_\"&W$3,データシート2!$A:$SI,MATCH($R$2&\"_\"&$C127,データシート2!$A$1:$SI$1,0),0)","v":0},{"$f":"VLOOKUP($D$3&\"_\"&X$3,データシート2!$A:$SI,MATCH($R$2&\"_\"&$C127,データシート2!$A$1:$SI$1,0),0)","v":0},{"$f":"VLOOKUP($D$3&\"_\"&Y$3,データシート2!$A:$SI,MATCH($R$2&\"_\"&$C127,データシート2!$A$1:$SI$1,0),0)","v":0},{"$f":"VLOOKUP($D$3&\"_\"&Z$3,データシート2!$A:$SI,MATCH($R$2&\"_\"&$C127,データシート2!$A$1:$SI$1,0),0)","v":0},{"$f":"VLOOKUP($D$3&\"_\"&AA$3,データシート2!$A:$SI,MATCH($R$2&\"_\"&$C127,データシート2!$A$1:$SI$1,0),0)","v":0},{"$f":"VLOOKUP($D$3&\"_\"&AB$3,データシート2!$A:$SI,MATCH($R$2&\"_\"&$C127,データシート2!$A$1:$SI$1,0),0)","v":0}]
[null,null,91,"職業紹介・労働者派遣業",null,null,{"$f":"VLOOKUP($D$3&\"_\"&G$3,データシート2!$A:$SI,MATCH($G$2&\"_\"&$C128,データシート2!$A$1:$SI$1,0),0)","v":0},{"$f":"VLOOKUP($D$3&\"_\"&H$3,データシート2!$A:$SI,MATCH($G$2&\"_\"&$C128,データシート2!$A$1:$SI$1,0),0)","v":0},{"$f":"VLOOKUP($D$3&\"_\"&I$3,データシート2!$A:$SI,MATCH($G$2&\"_\"&$C128,データシート2!$A$1:$SI$1,0),0)","v":0},{"$f":"VLOOKUP($D$3&\"_\"&J$3,データシート2!$A:$SI,MATCH($G$2&\"_\"&$C128,データシート2!$A$1:$SI$1,0),0)","v":0},{"$f":"VLOOKUP($D$3&\"_\"&K$3,データシート2!$A:$SI,MATCH($G$2&\"_\"&$C128,データシート2!$A$1:$SI$1,0),0)","v":0},{"$f":"VLOOKUP($D$3&\"_\"&L$3,データシート2!$A:$SI,MATCH($G$2&\"_\"&$C128,データシート2!$A$1:$SI$1,0),0)","v":0},{"$f":"VLOOKUP($D$3&\"_\"&M$3,データシート2!$A:$SI,MATCH($G$2&\"_\"&$C128,データシート2!$A$1:$SI$1,0),0)","v":0},{"$f":"VLOOKUP($D$3&\"_\"&N$3,データシート2!$A:$SI,MATCH($G$2&\"_\"&$C128,データシート2!$A$1:$SI$1,0),0)","v":0},{"$f":"VLOOKUP($D$3&\"_\"&O$3,データシート2!$A:$SI,MATCH($G$2&\"_\"&$C128,データシート2!$A$1:$SI$1,0),0)","v":0},{"$f":"VLOOKUP($D$3&\"_\"&P$3,データシート2!$A:$SI,MATCH($G$2&\"_\"&$C128,データシート2!$A$1:$SI$1,0),0)","v":0},{"$f":"VLOOKUP($D$3&\"_\"&Q$3,データシート2!$A:$SI,MATCH($G$2&\"_\"&$C128,データシート2!$A$1:$SI$1,0),0)","v":0},{"$f":"VLOOKUP($D$3&\"_\"&R$3,データシート2!$A:$SI,MATCH($R$2&\"_\"&$C128,データシート2!$A$1:$SI$1,0),0)","v":0},{"$f":"VLOOKUP($D$3&\"_\"&S$3,データシート2!$A:$SI,MATCH($R$2&\"_\"&$C128,データシート2!$A$1:$SI$1,0),0)","v":0},{"$f":"VLOOKUP($D$3&\"_\"&T$3,データシート2!$A:$SI,MATCH($R$2&\"_\"&$C128,データシート2!$A$1:$SI$1,0),0)","v":0},{"$f":"VLOOKUP($D$3&\"_\"&U$3,データシート2!$A:$SI,MATCH($R$2&\"_\"&$C128,データシート2!$A$1:$SI$1,0),0)","v":0},{"$f":"VLOOKUP($D$3&\"_\"&V$3,データシート2!$A:$SI,MATCH($R$2&\"_\"&$C128,データシート2!$A$1:$SI$1,0),0)","v":0},{"$f":"VLOOKUP($D$3&\"_\"&W$3,データシート2!$A:$SI,MATCH($R$2&\"_\"&$C128,データシート2!$A$1:$SI$1,0),0)","v":0},{"$f":"VLOOKUP($D$3&\"_\"&X$3,データシート2!$A:$SI,MATCH($R$2&\"_\"&$C128,データシート2!$A$1:$SI$1,0),0)","v":0},{"$f":"VLOOKUP($D$3&\"_\"&Y$3,データシート2!$A:$SI,MATCH($R$2&\"_\"&$C128,データシート2!$A$1:$SI$1,0),0)","v":0},{"$f":"VLOOKUP($D$3&\"_\"&Z$3,データシート2!$A:$SI,MATCH($R$2&\"_\"&$C128,データシート2!$A$1:$SI$1,0),0)","v":0},{"$f":"VLOOKUP($D$3&\"_\"&AA$3,データシート2!$A:$SI,MATCH($R$2&\"_\"&$C128,データシート2!$A$1:$SI$1,0),0)","v":0},{"$f":"VLOOKUP($D$3&\"_\"&AB$3,データシート2!$A:$SI,MATCH($R$2&\"_\"&$C128,データシート2!$A$1:$SI$1,0),0)","v":0}]
[null,null,92,"その他の事業サービス業",null,null,{"$f":"VLOOKUP($D$3&\"_\"&G$3,データシート2!$A:$SI,MATCH($G$2&\"_\"&$C129,データシート2!$A$1:$SI$1,0),0)","v":0},{"$f":"VLOOKUP($D$3&\"_\"&H$3,データシート2!$A:$SI,MATCH($G$2&\"_\"&$C129,データシート2!$A$1:$SI$1,0),0)","v":0},{"$f":"VLOOKUP($D$3&\"_\"&I$3,データシート2!$A:$SI,MATCH($G$2&\"_\"&$C129,データシート2!$A$1:$SI$1,0),0)","v":0},{"$f":"VLOOKUP($D$3&\"_\"&J$3,データシート2!$A:$SI,MATCH($G$2&\"_\"&$C129,データシート2!$A$1:$SI$1,0),0)","v":0},{"$f":"VLOOKUP($D$3&\"_\"&K$3,データシート2!$A:$SI,MATCH($G$2&\"_\"&$C129,データシート2!$A$1:$SI$1,0),0)","v":0},{"$f":"VLOOKUP($D$3&\"_\"&L$3,データシート2!$A:$SI,MATCH($G$2&\"_\"&$C129,データシート2!$A$1:$SI$1,0),0)","v":0},{"$f":"VLOOKUP($D$3&\"_\"&M$3,データシート2!$A:$SI,MATCH($G$2&\"_\"&$C129,データシート2!$A$1:$SI$1,0),0)","v":0},{"$f":"VLOOKUP($D$3&\"_\"&N$3,データシート2!$A:$SI,MATCH($G$2&\"_\"&$C129,データシート2!$A$1:$SI$1,0),0)","v":0},{"$f":"VLOOKUP($D$3&\"_\"&O$3,データシート2!$A:$SI,MATCH($G$2&\"_\"&$C129,データシート2!$A$1:$SI$1,0),0)","v":0},{"$f":"VLOOKUP($D$3&\"_\"&P$3,データシート2!$A:$SI,MATCH($G$2&\"_\"&$C129,データシート2!$A$1:$SI$1,0),0)","v":0},{"$f":"VLOOKUP($D$3&\"_\"&Q$3,データシート2!$A:$SI,MATCH($G$2&\"_\"&$C129,データシート2!$A$1:$SI$1,0),0)","v":0},{"$f":"VLOOKUP($D$3&\"_\"&R$3,データシート2!$A:$SI,MATCH($R$2&\"_\"&$C129,データシート2!$A$1:$SI$1,0),0)","v":0},{"$f":"VLOOKUP($D$3&\"_\"&S$3,データシート2!$A:$SI,MATCH($R$2&\"_\"&$C129,データシート2!$A$1:$SI$1,0),0)","v":0},{"$f":"VLOOKUP($D$3&\"_\"&T$3,データシート2!$A:$SI,MATCH($R$2&\"_\"&$C129,データシート2!$A$1:$SI$1,0),0)","v":0},{"$f":"VLOOKUP($D$3&\"_\"&U$3,データシート2!$A:$SI,MATCH($R$2&\"_\"&$C129,データシート2!$A$1:$SI$1,0),0)","v":0},{"$f":"VLOOKUP($D$3&\"_\"&V$3,データシート2!$A:$SI,MATCH($R$2&\"_\"&$C129,データシート2!$A$1:$SI$1,0),0)","v":0},{"$f":"VLOOKUP($D$3&\"_\"&W$3,データシート2!$A:$SI,MATCH($R$2&\"_\"&$C129,データシート2!$A$1:$SI$1,0),0)","v":0},{"$f":"VLOOKUP($D$3&\"_\"&X$3,データシート2!$A:$SI,MATCH($R$2&\"_\"&$C129,データシート2!$A$1:$SI$1,0),0)","v":0},{"$f":"VLOOKUP($D$3&\"_\"&Y$3,データシート2!$A:$SI,MATCH($R$2&\"_\"&$C129,データシート2!$A$1:$SI$1,0),0)","v":0},{"$f":"VLOOKUP($D$3&\"_\"&Z$3,データシート2!$A:$SI,MATCH($R$2&\"_\"&$C129,データシート2!$A$1:$SI$1,0),0)","v":0},{"$f":"VLOOKUP($D$3&\"_\"&AA$3,データシート2!$A:$SI,MATCH($R$2&\"_\"&$C129,データシート2!$A$1:$SI$1,0),0)","v":0},{"$f":"VLOOKUP($D$3&\"_\"&AB$3,データシート2!$A:$SI,MATCH($R$2&\"_\"&$C129,データシート2!$A$1:$SI$1,0),0)","v":0}]
[null,null,93,"政治・経済・文化団体",null,null,{"$f":"VLOOKUP($D$3&\"_\"&G$3,データシート2!$A:$SI,MATCH($G$2&\"_\"&$C130,データシート2!$A$1:$SI$1,0),0)","v":0},{"$f":"VLOOKUP($D$3&\"_\"&H$3,データシート2!$A:$SI,MATCH($G$2&\"_\"&$C130,データシート2!$A$1:$SI$1,0),0)","v":0},{"$f":"VLOOKUP($D$3&\"_\"&I$3,データシート2!$A:$SI,MATCH($G$2&\"_\"&$C130,データシート2!$A$1:$SI$1,0),0)","v":0},{"$f":"VLOOKUP($D$3&\"_\"&J$3,データシート2!$A:$SI,MATCH($G$2&\"_\"&$C130,データシート2!$A$1:$SI$1,0),0)","v":0},{"$f":"VLOOKUP($D$3&\"_\"&K$3,データシート2!$A:$SI,MATCH($G$2&\"_\"&$C130,データシート2!$A$1:$SI$1,0),0)","v":0},{"$f":"VLOOKUP($D$3&\"_\"&L$3,データシート2!$A:$SI,MATCH($G$2&\"_\"&$C130,データシート2!$A$1:$SI$1,0),0)","v":0},{"$f":"VLOOKUP($D$3&\"_\"&M$3,データシート2!$A:$SI,MATCH($G$2&\"_\"&$C130,データシート2!$A$1:$SI$1,0),0)","v":0},{"$f":"VLOOKUP($D$3&\"_\"&N$3,データシート2!$A:$SI,MATCH($G$2&\"_\"&$C130,データシート2!$A$1:$SI$1,0),0)","v":0},{"$f":"VLOOKUP($D$3&\"_\"&O$3,データシート2!$A:$SI,MATCH($G$2&\"_\"&$C130,データシート2!$A$1:$SI$1,0),0)","v":0},{"$f":"VLOOKUP($D$3&\"_\"&P$3,データシート2!$A:$SI,MATCH($G$2&\"_\"&$C130,データシート2!$A$1:$SI$1,0),0)","v":0},{"$f":"VLOOKUP($D$3&\"_\"&Q$3,データシート2!$A:$SI,MATCH($G$2&\"_\"&$C130,データシート2!$A$1:$SI$1,0),0)","v":0},{"$f":"VLOOKUP($D$3&\"_\"&R$3,データシート2!$A:$SI,MATCH($R$2&\"_\"&$C130,データシート2!$A$1:$SI$1,0),0)","v":0},{"$f":"VLOOKUP($D$3&\"_\"&S$3,データシート2!$A:$SI,MATCH($R$2&\"_\"&$C130,データシート2!$A$1:$SI$1,0),0)","v":0},{"$f":"VLOOKUP($D$3&\"_\"&T$3,データシート2!$A:$SI,MATCH($R$2&\"_\"&$C130,データシート2!$A$1:$SI$1,0),0)","v":0},{"$f":"VLOOKUP($D$3&\"_\"&U$3,データシート2!$A:$SI,MATCH($R$2&\"_\"&$C130,データシート2!$A$1:$SI$1,0),0)","v":0},{"$f":"VLOOKUP($D$3&\"_\"&V$3,データシート2!$A:$SI,MATCH($R$2&\"_\"&$C130,データシート2!$A$1:$SI$1,0),0)","v":0},{"$f":"VLOOKUP($D$3&\"_\"&W$3,データシート2!$A:$SI,MATCH($R$2&\"_\"&$C130,データシート2!$A$1:$SI$1,0),0)","v":0},{"$f":"VLOOKUP($D$3&\"_\"&X$3,データシート2!$A:$SI,MATCH($R$2&\"_\"&$C130,データシート2!$A$1:$SI$1,0),0)","v":0},{"$f":"VLOOKUP($D$3&\"_\"&Y$3,データシート2!$A:$SI,MATCH($R$2&\"_\"&$C130,データシート2!$A$1:$SI$1,0),0)","v":0},{"$f":"VLOOKUP($D$3&\"_\"&Z$3,データシート2!$A:$SI,MATCH($R$2&\"_\"&$C130,データシート2!$A$1:$SI$1,0),0)","v":0},{"$f":"VLOOKUP($D$3&\"_\"&AA$3,データシート2!$A:$SI,MATCH($R$2&\"_\"&$C130,データシート2!$A$1:$SI$1,0),0)","v":0},{"$f":"VLOOKUP($D$3&\"_\"&AB$3,データシート2!$A:$SI,MATCH($R$2&\"_\"&$C130,データシート2!$A$1:$SI$1,0),0)","v":0}]
[null,null,94,"宗教",null,null,{"$f":"VLOOKUP($D$3&\"_\"&G$3,データシート2!$A:$SI,MATCH($G$2&\"_\"&$C131,データシート2!$A$1:$SI$1,0),0)","v":0},{"$f":"VLOOKUP($D$3&\"_\"&H$3,データシート2!$A:$SI,MATCH($G$2&\"_\"&$C131,データシート2!$A$1:$SI$1,0),0)","v":0},{"$f":"VLOOKUP($D$3&\"_\"&I$3,データシート2!$A:$SI,MATCH($G$2&\"_\"&$C131,データシート2!$A$1:$SI$1,0),0)","v":0},{"$f":"VLOOKUP($D$3&\"_\"&J$3,データシート2!$A:$SI,MATCH($G$2&\"_\"&$C131,データシート2!$A$1:$SI$1,0),0)","v":0},{"$f":"VLOOKUP($D$3&\"_\"&K$3,データシート2!$A:$SI,MATCH($G$2&\"_\"&$C131,データシート2!$A$1:$SI$1,0),0)","v":0},{"$f":"VLOOKUP($D$3&\"_\"&L$3,データシート2!$A:$SI,MATCH($G$2&\"_\"&$C131,データシート2!$A$1:$SI$1,0),0)","v":0},{"$f":"VLOOKUP($D$3&\"_\"&M$3,データシート2!$A:$SI,MATCH($G$2&\"_\"&$C131,データシート2!$A$1:$SI$1,0),0)","v":0},{"$f":"VLOOKUP($D$3&\"_\"&N$3,データシート2!$A:$SI,MATCH($G$2&\"_\"&$C131,データシート2!$A$1:$SI$1,0),0)","v":0},{"$f":"VLOOKUP($D$3&\"_\"&O$3,データシート2!$A:$SI,MATCH($G$2&\"_\"&$C131,データシート2!$A$1:$SI$1,0),0)","v":0},{"$f":"VLOOKUP($D$3&\"_\"&P$3,データシート2!$A:$SI,MATCH($G$2&\"_\"&$C131,データシート2!$A$1:$SI$1,0),0)","v":0},{"$f":"VLOOKUP($D$3&\"_\"&Q$3,データシート2!$A:$SI,MATCH($G$2&\"_\"&$C131,データシート2!$A$1:$SI$1,0),0)","v":0},{"$f":"VLOOKUP($D$3&\"_\"&R$3,データシート2!$A:$SI,MATCH($R$2&\"_\"&$C131,データシート2!$A$1:$SI$1,0),0)","v":0},{"$f":"VLOOKUP($D$3&\"_\"&S$3,データシート2!$A:$SI,MATCH($R$2&\"_\"&$C131,データシート2!$A$1:$SI$1,0),0)","v":0},{"$f":"VLOOKUP($D$3&\"_\"&T$3,データシート2!$A:$SI,MATCH($R$2&\"_\"&$C131,データシート2!$A$1:$SI$1,0),0)","v":0},{"$f":"VLOOKUP($D$3&\"_\"&U$3,データシート2!$A:$SI,MATCH($R$2&\"_\"&$C131,データシート2!$A$1:$SI$1,0),0)","v":0},{"$f":"VLOOKUP($D$3&\"_\"&V$3,データシート2!$A:$SI,MATCH($R$2&\"_\"&$C131,データシート2!$A$1:$SI$1,0),0)","v":0},{"$f":"VLOOKUP($D$3&\"_\"&W$3,データシート2!$A:$SI,MATCH($R$2&\"_\"&$C131,データシート2!$A$1:$SI$1,0),0)","v":0},{"$f":"VLOOKUP($D$3&\"_\"&X$3,データシート2!$A:$SI,MATCH($R$2&\"_\"&$C131,データシート2!$A$1:$SI$1,0),0)","v":0},{"$f":"VLOOKUP($D$3&\"_\"&Y$3,データシート2!$A:$SI,MATCH($R$2&\"_\"&$C131,データシート2!$A$1:$SI$1,0),0)","v":0},{"$f":"VLOOKUP($D$3&\"_\"&Z$3,データシート2!$A:$SI,MATCH($R$2&\"_\"&$C131,データシート2!$A$1:$SI$1,0),0)","v":0},{"$f":"VLOOKUP($D$3&\"_\"&AA$3,データシート2!$A:$SI,MATCH($R$2&\"_\"&$C131,データシート2!$A$1:$SI$1,0),0)","v":0},{"$f":"VLOOKUP($D$3&\"_\"&AB$3,データシート2!$A:$SI,MATCH($R$2&\"_\"&$C131,データシート2!$A$1:$SI$1,0),0)","v":0}]
[null,null,95,"その他のサービス業",null,null,{"$f":"VLOOKUP($D$3&\"_\"&G$3,データシート2!$A:$SI,MATCH($G$2&\"_\"&$C132,データシート2!$A$1:$SI$1,0),0)","v":0},{"$f":"VLOOKUP($D$3&\"_\"&H$3,データシート2!$A:$SI,MATCH($G$2&\"_\"&$C132,データシート2!$A$1:$SI$1,0),0)","v":0},{"$f":"VLOOKUP($D$3&\"_\"&I$3,データシート2!$A:$SI,MATCH($G$2&\"_\"&$C132,データシート2!$A$1:$SI$1,0),0)","v":0},{"$f":"VLOOKUP($D$3&\"_\"&J$3,データシート2!$A:$SI,MATCH($G$2&\"_\"&$C132,データシート2!$A$1:$SI$1,0),0)","v":0},{"$f":"VLOOKUP($D$3&\"_\"&K$3,データシート2!$A:$SI,MATCH($G$2&\"_\"&$C132,データシート2!$A$1:$SI$1,0),0)","v":0},{"$f":"VLOOKUP($D$3&\"_\"&L$3,データシート2!$A:$SI,MATCH($G$2&\"_\"&$C132,データシート2!$A$1:$SI$1,0),0)","v":0},{"$f":"VLOOKUP($D$3&\"_\"&M$3,データシート2!$A:$SI,MATCH($G$2&\"_\"&$C132,データシート2!$A$1:$SI$1,0),0)","v":0},{"$f":"VLOOKUP($D$3&\"_\"&N$3,データシート2!$A:$SI,MATCH($G$2&\"_\"&$C132,データシート2!$A$1:$SI$1,0),0)","v":0},{"$f":"VLOOKUP($D$3&\"_\"&O$3,データシート2!$A:$SI,MATCH($G$2&\"_\"&$C132,データシート2!$A$1:$SI$1,0),0)","v":0},{"$f":"VLOOKUP($D$3&\"_\"&P$3,データシート2!$A:$SI,MATCH($G$2&\"_\"&$C132,データシート2!$A$1:$SI$1,0),0)","v":0},{"$f":"VLOOKUP($D$3&\"_\"&Q$3,データシート2!$A:$SI,MATCH($G$2&\"_\"&$C132,データシート2!$A$1:$SI$1,0),0)","v":0},{"$f":"VLOOKUP($D$3&\"_\"&R$3,データシート2!$A:$SI,MATCH($R$2&\"_\"&$C132,データシート2!$A$1:$SI$1,0),0)","v":0},{"$f":"VLOOKUP($D$3&\"_\"&S$3,データシート2!$A:$SI,MATCH($R$2&\"_\"&$C132,データシート2!$A$1:$SI$1,0),0)","v":0},{"$f":"VLOOKUP($D$3&\"_\"&T$3,データシート2!$A:$SI,MATCH($R$2&\"_\"&$C132,データシート2!$A$1:$SI$1,0),0)","v":0},{"$f":"VLOOKUP($D$3&\"_\"&U$3,データシート2!$A:$SI,MATCH($R$2&\"_\"&$C132,データシート2!$A$1:$SI$1,0),0)","v":0},{"$f":"VLOOKUP($D$3&\"_\"&V$3,データシート2!$A:$SI,MATCH($R$2&\"_\"&$C132,データシート2!$A$1:$SI$1,0),0)","v":0},{"$f":"VLOOKUP($D$3&\"_\"&W$3,データシート2!$A:$SI,MATCH($R$2&\"_\"&$C132,データシート2!$A$1:$SI$1,0),0)","v":0},{"$f":"VLOOKUP($D$3&\"_\"&X$3,データシート2!$A:$SI,MATCH($R$2&\"_\"&$C132,データシート2!$A$1:$SI$1,0),0)","v":0},{"$f":"VLOOKUP($D$3&\"_\"&Y$3,データシート2!$A:$SI,MATCH($R$2&\"_\"&$C132,データシート2!$A$1:$SI$1,0),0)","v":0},{"$f":"VLOOKUP($D$3&\"_\"&Z$3,データシート2!$A:$SI,MATCH($R$2&\"_\"&$C132,データシート2!$A$1:$SI$1,0),0)","v":0},{"$f":"VLOOKUP($D$3&\"_\"&AA$3,データシート2!$A:$SI,MATCH($R$2&\"_\"&$C132,データシート2!$A$1:$SI$1,0),0)","v":0},{"$f":"VLOOKUP($D$3&\"_\"&AB$3,データシート2!$A:$SI,MATCH($R$2&\"_\"&$C132,データシート2!$A$1:$SI$1,0),0)","v":0}]
[null,"S","公務（他に分類されるものを除く）",{"$nulls":3},{"$f":"VLOOKUP($D$3&\"_\"&G$3,データシート2!$A:$SI,MATCH($G$2&\"_\"&$B133,データシート2!$A$1:$SI$1,0),0)","v":0},{"$f":"VLOOKUP($D$3&\"_\"&H$3,データシート2!$A:$SI,MATCH($G$2&\"_\"&$B133,データシート2!$A$1:$SI$1,0),0)","v":0},{"$f":"VLOOKUP($D$3&\"_\"&I$3,データシート2!$A:$SI,MATCH($G$2&\"_\"&$B133,データシート2!$A$1:$SI$1,0),0)","v":0},{"$f":"VLOOKUP($D$3&\"_\"&J$3,データシート2!$A:$SI,MATCH($G$2&\"_\"&$B133,データシート2!$A$1:$SI$1,0),0)","v":0},{"$f":"VLOOKUP($D$3&\"_\"&K$3,データシート2!$A:$SI,MATCH($G$2&\"_\"&$B133,データシート2!$A$1:$SI$1,0),0)","v":0},{"$f":"VLOOKUP($D$3&\"_\"&L$3,データシート2!$A:$SI,MATCH($G$2&\"_\"&$B133,データシート2!$A$1:$SI$1,0),0)","v":0},{"$f":"VLOOKUP($D$3&\"_\"&M$3,データシート2!$A:$SI,MATCH($G$2&\"_\"&$B133,データシート2!$A$1:$SI$1,0),0)","v":0},{"$f":"VLOOKUP($D$3&\"_\"&N$3,データシート2!$A:$SI,MATCH($G$2&\"_\"&$B133,データシート2!$A$1:$SI$1,0),0)","v":0},{"$f":"VLOOKUP($D$3&\"_\"&O$3,データシート2!$A:$SI,MATCH($G$2&\"_\"&$B133,データシート2!$A$1:$SI$1,0),0)","v":0},{"$f":"VLOOKUP($D$3&\"_\"&P$3,データシート2!$A:$SI,MATCH($G$2&\"_\"&$B133,データシート2!$A$1:$SI$1,0),0)","v":0},{"$f":"VLOOKUP($D$3&\"_\"&Q$3,データシート2!$A:$SI,MATCH($G$2&\"_\"&$B133,データシート2!$A$1:$SI$1,0),0)","v":0},{"$f":"VLOOKUP($D$3&\"_\"&R$3,データシート2!$A:$SI,MATCH($R$2&\"_\"&$B133,データシート2!$A$1:$SI$1,0),0)","v":0},{"$f":"VLOOKUP($D$3&\"_\"&S$3,データシート2!$A:$SI,MATCH($R$2&\"_\"&$B133,データシート2!$A$1:$SI$1,0),0)","v":0},{"$f":"VLOOKUP($D$3&\"_\"&T$3,データシート2!$A:$SI,MATCH($R$2&\"_\"&$B133,データシート2!$A$1:$SI$1,0),0)","v":0},{"$f":"VLOOKUP($D$3&\"_\"&U$3,データシート2!$A:$SI,MATCH($R$2&\"_\"&$B133,データシート2!$A$1:$SI$1,0),0)","v":0},{"$f":"VLOOKUP($D$3&\"_\"&V$3,データシート2!$A:$SI,MATCH($R$2&\"_\"&$B133,データシート2!$A$1:$SI$1,0),0)","v":0},{"$f":"VLOOKUP($D$3&\"_\"&W$3,データシート2!$A:$SI,MATCH($R$2&\"_\"&$B133,データシート2!$A$1:$SI$1,0),0)","v":0},{"$f":"VLOOKUP($D$3&\"_\"&X$3,データシート2!$A:$SI,MATCH($R$2&\"_\"&$B133,データシート2!$A$1:$SI$1,0),0)","v":0},{"$f":"VLOOKUP($D$3&\"_\"&Y$3,データシート2!$A:$SI,MATCH($R$2&\"_\"&$B133,データシート2!$A$1:$SI$1,0),0)","v":0},{"$f":"VLOOKUP($D$3&\"_\"&Z$3,データシート2!$A:$SI,MATCH($R$2&\"_\"&$B133,データシート2!$A$1:$SI$1,0),0)","v":0},{"$f":"VLOOKUP($D$3&\"_\"&AA$3,データシート2!$A:$SI,MATCH($R$2&\"_\"&$B133,データシート2!$A$1:$SI$1,0),0)","v":0},{"$f":"VLOOKUP($D$3&\"_\"&AB$3,データシート2!$A:$SI,MATCH($R$2&\"_\"&$B133,データシート2!$A$1:$SI$1,0),0)","v":0}]
[null,null,96,"外国公務",null,null,{"$f":"VLOOKUP($D$3&\"_\"&G$3,データシート2!$A:$SI,MATCH($G$2&\"_\"&$C134,データシート2!$A$1:$SI$1,0),0)","v":0},{"$f":"VLOOKUP($D$3&\"_\"&H$3,データシート2!$A:$SI,MATCH($G$2&\"_\"&$C134,データシート2!$A$1:$SI$1,0),0)","v":0},{"$f":"VLOOKUP($D$3&\"_\"&I$3,データシート2!$A:$SI,MATCH($G$2&\"_\"&$C134,データシート2!$A$1:$SI$1,0),0)","v":0},{"$f":"VLOOKUP($D$3&\"_\"&J$3,データシート2!$A:$SI,MATCH($G$2&\"_\"&$C134,データシート2!$A$1:$SI$1,0),0)","v":0},{"$f":"VLOOKUP($D$3&\"_\"&K$3,データシート2!$A:$SI,MATCH($G$2&\"_\"&$C134,データシート2!$A$1:$SI$1,0),0)","v":0},{"$f":"VLOOKUP($D$3&\"_\"&L$3,データシート2!$A:$SI,MATCH($G$2&\"_\"&$C134,データシート2!$A$1:$SI$1,0),0)","v":0},{"$f":"VLOOKUP($D$3&\"_\"&M$3,データシート2!$A:$SI,MATCH($G$2&\"_\"&$C134,データシート2!$A$1:$SI$1,0),0)","v":0},{"$f":"VLOOKUP($D$3&\"_\"&N$3,データシート2!$A:$SI,MATCH($G$2&\"_\"&$C134,データシート2!$A$1:$SI$1,0),0)","v":0},{"$f":"VLOOKUP($D$3&\"_\"&O$3,データシート2!$A:$SI,MATCH($G$2&\"_\"&$C134,データシート2!$A$1:$SI$1,0),0)","v":0},{"$f":"VLOOKUP($D$3&\"_\"&P$3,データシート2!$A:$SI,MATCH($G$2&\"_\"&$C134,データシート2!$A$1:$SI$1,0),0)","v":0},{"$f":"VLOOKUP($D$3&\"_\"&Q$3,データシート2!$A:$SI,MATCH($G$2&\"_\"&$C134,データシート2!$A$1:$SI$1,0),0)","v":0},{"$f":"VLOOKUP($D$3&\"_\"&R$3,データシート2!$A:$SI,MATCH($R$2&\"_\"&$C134,データシート2!$A$1:$SI$1,0),0)","v":0},{"$f":"VLOOKUP($D$3&\"_\"&S$3,データシート2!$A:$SI,MATCH($R$2&\"_\"&$C134,データシート2!$A$1:$SI$1,0),0)","v":0},{"$f":"VLOOKUP($D$3&\"_\"&T$3,データシート2!$A:$SI,MATCH($R$2&\"_\"&$C134,データシート2!$A$1:$SI$1,0),0)","v":0},{"$f":"VLOOKUP($D$3&\"_\"&U$3,データシート2!$A:$SI,MATCH($R$2&\"_\"&$C134,データシート2!$A$1:$SI$1,0),0)","v":0},{"$f":"VLOOKUP($D$3&\"_\"&V$3,データシート2!$A:$SI,MATCH($R$2&\"_\"&$C134,データシート2!$A$1:$SI$1,0),0)","v":0},{"$f":"VLOOKUP($D$3&\"_\"&W$3,データシート2!$A:$SI,MATCH($R$2&\"_\"&$C134,データシート2!$A$1:$SI$1,0),0)","v":0},{"$f":"VLOOKUP($D$3&\"_\"&X$3,データシート2!$A:$SI,MATCH($R$2&\"_\"&$C134,データシート2!$A$1:$SI$1,0),0)","v":0},{"$f":"VLOOKUP($D$3&\"_\"&Y$3,データシート2!$A:$SI,MATCH($R$2&\"_\"&$C134,データシート2!$A$1:$SI$1,0),0)","v":0},{"$f":"VLOOKUP($D$3&\"_\"&Z$3,データシート2!$A:$SI,MATCH($R$2&\"_\"&$C134,データシート2!$A$1:$SI$1,0),0)","v":0},{"$f":"VLOOKUP($D$3&\"_\"&AA$3,データシート2!$A:$SI,MATCH($R$2&\"_\"&$C134,データシート2!$A$1:$SI$1,0),0)","v":0},{"$f":"VLOOKUP($D$3&\"_\"&AB$3,データシート2!$A:$SI,MATCH($R$2&\"_\"&$C134,データシート2!$A$1:$SI$1,0),0)","v":0}]
[null,null,97,"国家公務",null,null,{"$f":"VLOOKUP($D$3&\"_\"&G$3,データシート2!$A:$SI,MATCH($G$2&\"_\"&$C135,データシート2!$A$1:$SI$1,0),0)","v":0},{"$f":"VLOOKUP($D$3&\"_\"&H$3,データシート2!$A:$SI,MATCH($G$2&\"_\"&$C135,データシート2!$A$1:$SI$1,0),0)","v":0},{"$f":"VLOOKUP($D$3&\"_\"&I$3,データシート2!$A:$SI,MATCH($G$2&\"_\"&$C135,データシート2!$A$1:$SI$1,0),0)","v":0},{"$f":"VLOOKUP($D$3&\"_\"&J$3,データシート2!$A:$SI,MATCH($G$2&\"_\"&$C135,データシート2!$A$1:$SI$1,0),0)","v":0},{"$f":"VLOOKUP($D$3&\"_\"&K$3,データシート2!$A:$SI,MATCH($G$2&\"_\"&$C135,データシート2!$A$1:$SI$1,0),0)","v":0},{"$f":"VLOOKUP($D$3&\"_\"&L$3,データシート2!$A:$SI,MATCH($G$2&\"_\"&$C135,データシート2!$A$1:$SI$1,0),0)","v":0},{"$f":"VLOOKUP($D$3&\"_\"&M$3,データシート2!$A:$SI,MATCH($G$2&\"_\"&$C135,データシート2!$A$1:$SI$1,0),0)","v":0},{"$f":"VLOOKUP($D$3&\"_\"&N$3,データシート2!$A:$SI,MATCH($G$2&\"_\"&$C135,データシート2!$A$1:$SI$1,0),0)","v":0},{"$f":"VLOOKUP($D$3&\"_\"&O$3,データシート2!$A:$SI,MATCH($G$2&\"_\"&$C135,データシート2!$A$1:$SI$1,0),0)","v":0},{"$f":"VLOOKUP($D$3&\"_\"&P$3,データシート2!$A:$SI,MATCH($G$2&\"_\"&$C135,データシート2!$A$1:$SI$1,0),0)","v":0},{"$f":"VLOOKUP($D$3&\"_\"&Q$3,データシート2!$A:$SI,MATCH($G$2&\"_\"&$C135,データシート2!$A$1:$SI$1,0),0)","v":0},{"$f":"VLOOKUP($D$3&\"_\"&R$3,データシート2!$A:$SI,MATCH($R$2&\"_\"&$C135,データシート2!$A$1:$SI$1,0),0)","v":0},{"$f":"VLOOKUP($D$3&\"_\"&S$3,データシート2!$A:$SI,MATCH($R$2&\"_\"&$C135,データシート2!$A$1:$SI$1,0),0)","v":0},{"$f":"VLOOKUP($D$3&\"_\"&T$3,データシート2!$A:$SI,MATCH($R$2&\"_\"&$C135,データシート2!$A$1:$SI$1,0),0)","v":0},{"$f":"VLOOKUP($D$3&\"_\"&U$3,データシート2!$A:$SI,MATCH($R$2&\"_\"&$C135,データシート2!$A$1:$SI$1,0),0)","v":0},{"$f":"VLOOKUP($D$3&\"_\"&V$3,データシート2!$A:$SI,MATCH($R$2&\"_\"&$C135,データシート2!$A$1:$SI$1,0),0)","v":0},{"$f":"VLOOKUP($D$3&\"_\"&W$3,データシート2!$A:$SI,MATCH($R$2&\"_\"&$C135,データシート2!$A$1:$SI$1,0),0)","v":0},{"$f":"VLOOKUP($D$3&\"_\"&X$3,データシート2!$A:$SI,MATCH($R$2&\"_\"&$C135,データシート2!$A$1:$SI$1,0),0)","v":0},{"$f":"VLOOKUP($D$3&\"_\"&Y$3,データシート2!$A:$SI,MATCH($R$2&\"_\"&$C135,データシート2!$A$1:$SI$1,0),0)","v":0},{"$f":"VLOOKUP($D$3&\"_\"&Z$3,データシート2!$A:$SI,MATCH($R$2&\"_\"&$C135,データシート2!$A$1:$SI$1,0),0)","v":0},{"$f":"VLOOKUP($D$3&\"_\"&AA$3,データシート2!$A:$SI,MATCH($R$2&\"_\"&$C135,データシート2!$A$1:$SI$1,0),0)","v":0},{"$f":"VLOOKUP($D$3&\"_\"&AB$3,データシート2!$A:$SI,MATCH($R$2&\"_\"&$C135,データシート2!$A$1:$SI$1,0),0)","v":0}]
[null,null,98,"地方公務",null,null,{"$f":"VLOOKUP($D$3&\"_\"&G$3,データシート2!$A:$SI,MATCH($G$2&\"_\"&$C136,データシート2!$A$1:$SI$1,0),0)","v":0},{"$f":"VLOOKUP($D$3&\"_\"&H$3,データシート2!$A:$SI,MATCH($G$2&\"_\"&$C136,データシート2!$A$1:$SI$1,0),0)","v":0},{"$f":"VLOOKUP($D$3&\"_\"&I$3,データシート2!$A:$SI,MATCH($G$2&\"_\"&$C136,データシート2!$A$1:$SI$1,0),0)","v":0},{"$f":"VLOOKUP($D$3&\"_\"&J$3,データシート2!$A:$SI,MATCH($G$2&\"_\"&$C136,データシート2!$A$1:$SI$1,0),0)","v":0},{"$f":"VLOOKUP($D$3&\"_\"&K$3,データシート2!$A:$SI,MATCH($G$2&\"_\"&$C136,データシート2!$A$1:$SI$1,0),0)","v":0},{"$f":"VLOOKUP($D$3&\"_\"&L$3,データシート2!$A:$SI,MATCH($G$2&\"_\"&$C136,データシート2!$A$1:$SI$1,0),0)","v":0},{"$f":"VLOOKUP($D$3&\"_\"&M$3,データシート2!$A:$SI,MATCH($G$2&\"_\"&$C136,データシート2!$A$1:$SI$1,0),0)","v":0},{"$f":"VLOOKUP($D$3&\"_\"&N$3,データシート2!$A:$SI,MATCH($G$2&\"_\"&$C136,データシート2!$A$1:$SI$1,0),0)","v":0},{"$f":"VLOOKUP($D$3&\"_\"&O$3,データシート2!$A:$SI,MATCH($G$2&\"_\"&$C136,データシート2!$A$1:$SI$1,0),0)","v":0},{"$f":"VLOOKUP($D$3&\"_\"&P$3,データシート2!$A:$SI,MATCH($G$2&\"_\"&$C136,データシート2!$A$1:$SI$1,0),0)","v":0},{"$f":"VLOOKUP($D$3&\"_\"&Q$3,データシート2!$A:$SI,MATCH($G$2&\"_\"&$C136,データシート2!$A$1:$SI$1,0),0)","v":0},{"$f":"VLOOKUP($D$3&\"_\"&R$3,データシート2!$A:$SI,MATCH($R$2&\"_\"&$C136,データシート2!$A$1:$SI$1,0),0)","v":0},{"$f":"VLOOKUP($D$3&\"_\"&S$3,データシート2!$A:$SI,MATCH($R$2&\"_\"&$C136,データシート2!$A$1:$SI$1,0),0)","v":0},{"$f":"VLOOKUP($D$3&\"_\"&T$3,データシート2!$A:$SI,MATCH($R$2&\"_\"&$C136,データシート2!$A$1:$SI$1,0),0)","v":0},{"$f":"VLOOKUP($D$3&\"_\"&U$3,データシート2!$A:$SI,MATCH($R$2&\"_\"&$C136,データシート2!$A$1:$SI$1,0),0)","v":0},{"$f":"VLOOKUP($D$3&\"_\"&V$3,データシート2!$A:$SI,MATCH($R$2&\"_\"&$C136,データシート2!$A$1:$SI$1,0),0)","v":0},{"$f":"VLOOKUP($D$3&\"_\"&W$3,データシート2!$A:$SI,MATCH($R$2&\"_\"&$C136,データシート2!$A$1:$SI$1,0),0)","v":0},{"$f":"VLOOKUP($D$3&\"_\"&X$3,データシート2!$A:$SI,MATCH($R$2&\"_\"&$C136,データシート2!$A$1:$SI$1,0),0)","v":0},{"$f":"VLOOKUP($D$3&\"_\"&Y$3,データシート2!$A:$SI,MATCH($R$2&\"_\"&$C136,データシート2!$A$1:$SI$1,0),0)","v":0},{"$f":"VLOOKUP($D$3&\"_\"&Z$3,データシート2!$A:$SI,MATCH($R$2&\"_\"&$C136,データシート2!$A$1:$SI$1,0),0)","v":0},{"$f":"VLOOKUP($D$3&\"_\"&AA$3,データシート2!$A:$SI,MATCH($R$2&\"_\"&$C136,データシート2!$A$1:$SI$1,0),0)","v":0},{"$f":"VLOOKUP($D$3&\"_\"&AB$3,データシート2!$A:$SI,MATCH($R$2&\"_\"&$C136,データシート2!$A$1:$SI$1,0),0)","v":0}]
[null,"T","分類不能の産業",{"$nulls":3},{"$f":"VLOOKUP($D$3&\"_\"&G$3,データシート2!$A:$SI,MATCH($G$2&\"_\"&$B137,データシート2!$A$1:$SI$1,0),0)","v":0},{"$f":"VLOOKUP($D$3&\"_\"&H$3,データシート2!$A:$SI,MATCH($G$2&\"_\"&$B137,データシート2!$A$1:$SI$1,0),0)","v":0},{"$f":"VLOOKUP($D$3&\"_\"&I$3,データシート2!$A:$SI,MATCH($G$2&\"_\"&$B137,データシート2!$A$1:$SI$1,0),0)","v":0},{"$f":"VLOOKUP($D$3&\"_\"&J$3,データシート2!$A:$SI,MATCH($G$2&\"_\"&$B137,データシート2!$A$1:$SI$1,0),0)","v":0},{"$f":"VLOOKUP($D$3&\"_\"&K$3,データシート2!$A:$SI,MATCH($G$2&\"_\"&$B137,データシート2!$A$1:$SI$1,0),0)","v":0},{"$f":"VLOOKUP($D$3&\"_\"&L$3,データシート2!$A:$SI,MATCH($G$2&\"_\"&$B137,データシート2!$A$1:$SI$1,0),0)","v":0},{"$f":"VLOOKUP($D$3&\"_\"&M$3,データシート2!$A:$SI,MATCH($G$2&\"_\"&$B137,データシート2!$A$1:$SI$1,0),0)","v":0},{"$f":"VLOOKUP($D$3&\"_\"&N$3,データシート2!$A:$SI,MATCH($G$2&\"_\"&$B137,データシート2!$A$1:$SI$1,0),0)","v":0},{"$f":"VLOOKUP($D$3&\"_\"&O$3,データシート2!$A:$SI,MATCH($G$2&\"_\"&$B137,データシート2!$A$1:$SI$1,0),0)","v":0},{"$f":"VLOOKUP($D$3&\"_\"&P$3,データシート2!$A:$SI,MATCH($G$2&\"_\"&$B137,データシート2!$A$1:$SI$1,0),0)","v":0},{"$f":"VLOOKUP($D$3&\"_\"&Q$3,データシート2!$A:$SI,MATCH($G$2&\"_\"&$B137,データシート2!$A$1:$SI$1,0),0)","v":0},{"$f":"VLOOKUP($D$3&\"_\"&R$3,データシート2!$A:$SI,MATCH($R$2&\"_\"&$B137,データシート2!$A$1:$SI$1,0),0)","v":0},{"$f":"VLOOKUP($D$3&\"_\"&S$3,データシート2!$A:$SI,MATCH($R$2&\"_\"&$B137,データシート2!$A$1:$SI$1,0),0)","v":0},{"$f":"VLOOKUP($D$3&\"_\"&T$3,データシート2!$A:$SI,MATCH($R$2&\"_\"&$B137,データシート2!$A$1:$SI$1,0),0)","v":0},{"$f":"VLOOKUP($D$3&\"_\"&U$3,データシート2!$A:$SI,MATCH($R$2&\"_\"&$B137,データシート2!$A$1:$SI$1,0),0)","v":0},{"$f":"VLOOKUP($D$3&\"_\"&V$3,データシート2!$A:$SI,MATCH($R$2&\"_\"&$B137,データシート2!$A$1:$SI$1,0),0)","v":0},{"$f":"VLOOKUP($D$3&\"_\"&W$3,データシート2!$A:$SI,MATCH($R$2&\"_\"&$B137,データシート2!$A$1:$SI$1,0),0)","v":0},{"$f":"VLOOKUP($D$3&\"_\"&X$3,データシート2!$A:$SI,MATCH($R$2&\"_\"&$B137,データシート2!$A$1:$SI$1,0),0)","v":0},{"$f":"VLOOKUP($D$3&\"_\"&Y$3,データシート2!$A:$SI,MATCH($R$2&\"_\"&$B137,データシート2!$A$1:$SI$1,0),0)","v":0},{"$f":"VLOOKUP($D$3&\"_\"&Z$3,データシート2!$A:$SI,MATCH($R$2&\"_\"&$B137,データシート2!$A$1:$SI$1,0),0)","v":0},{"$f":"VLOOKUP($D$3&\"_\"&AA$3,データシート2!$A:$SI,MATCH($R$2&\"_\"&$B137,データシート2!$A$1:$SI$1,0),0)","v":0},{"$f":"VLOOKUP($D$3&\"_\"&AB$3,データシート2!$A:$SI,MATCH($R$2&\"_\"&$B137,データシート2!$A$1:$SI$1,0),0)","v":0}]
[null,null,99,"分類不能の産業",null,null,{"$f":"VLOOKUP($D$3&\"_\"&G$3,データシート2!$A:$SI,MATCH($G$2&\"_\"&$C138,データシート2!$A$1:$SI$1,0),0)","v":0},{"$f":"VLOOKUP($D$3&\"_\"&H$3,データシート2!$A:$SI,MATCH($G$2&\"_\"&$C138,データシート2!$A$1:$SI$1,0),0)","v":0},{"$f":"VLOOKUP($D$3&\"_\"&I$3,データシート2!$A:$SI,MATCH($G$2&\"_\"&$C138,データシート2!$A$1:$SI$1,0),0)","v":0},{"$f":"VLOOKUP($D$3&\"_\"&J$3,データシート2!$A:$SI,MATCH($G$2&\"_\"&$C138,データシート2!$A$1:$SI$1,0),0)","v":0},{"$f":"VLOOKUP($D$3&\"_\"&K$3,データシート2!$A:$SI,MATCH($G$2&\"_\"&$C138,データシート2!$A$1:$SI$1,0),0)","v":0},{"$f":"VLOOKUP($D$3&\"_\"&L$3,データシート2!$A:$SI,MATCH($G$2&\"_\"&$C138,データシート2!$A$1:$SI$1,0),0)","v":0},{"$f":"VLOOKUP($D$3&\"_\"&M$3,データシート2!$A:$SI,MATCH($G$2&\"_\"&$C138,データシート2!$A$1:$SI$1,0),0)","v":0},{"$f":"VLOOKUP($D$3&\"_\"&N$3,データシート2!$A:$SI,MATCH($G$2&\"_\"&$C138,データシート2!$A$1:$SI$1,0),0)","v":0},{"$f":"VLOOKUP($D$3&\"_\"&O$3,データシート2!$A:$SI,MATCH($G$2&\"_\"&$C138,データシート2!$A$1:$SI$1,0),0)","v":0},{"$f":"VLOOKUP($D$3&\"_\"&P$3,データシート2!$A:$SI,MATCH($G$2&\"_\"&$C138,データシート2!$A$1:$SI$1,0),0)","v":0},{"$f":"VLOOKUP($D$3&\"_\"&Q$3,データシート2!$A:$SI,MATCH($G$2&\"_\"&$C138,データシート2!$A$1:$SI$1,0),0)","v":0},{"$f":"VLOOKUP($D$3&\"_\"&R$3,データシート2!$A:$SI,MATCH($R$2&\"_\"&$C138,データシート2!$A$1:$SI$1,0),0)","v":0},{"$f":"VLOOKUP($D$3&\"_\"&S$3,データシート2!$A:$SI,MATCH($R$2&\"_\"&$C138,データシート2!$A$1:$SI$1,0),0)","v":0},{"$f":"VLOOKUP($D$3&\"_\"&T$3,データシート2!$A:$SI,MATCH($R$2&\"_\"&$C138,データシート2!$A$1:$SI$1,0),0)","v":0},{"$f":"VLOOKUP($D$3&\"_\"&U$3,データシート2!$A:$SI,MATCH($R$2&\"_\"&$C138,データシート2!$A$1:$SI$1,0),0)","v":0},{"$f":"VLOOKUP($D$3&\"_\"&V$3,データシート2!$A:$SI,MATCH($R$2&\"_\"&$C138,データシート2!$A$1:$SI$1,0),0)","v":0},{"$f":"VLOOKUP($D$3&\"_\"&W$3,データシート2!$A:$SI,MATCH($R$2&\"_\"&$C138,データシート2!$A$1:$SI$1,0),0)","v":0},{"$f":"VLOOKUP($D$3&\"_\"&X$3,データシート2!$A:$SI,MATCH($R$2&\"_\"&$C138,データシート2!$A$1:$SI$1,0),0)","v":0},{"$f":"VLOOKUP($D$3&\"_\"&Y$3,データシート2!$A:$SI,MATCH($R$2&\"_\"&$C138,データシート2!$A$1:$SI$1,0),0)","v":0},{"$f":"VLOOKUP($D$3&\"_\"&Z$3,データシート2!$A:$SI,MATCH($R$2&\"_\"&$C138,データシート2!$A$1:$SI$1,0),0)","v":0},{"$f":"VLOOKUP($D$3&\"_\"&AA$3,データシート2!$A:$SI,MATCH($R$2&\"_\"&$C138,データシート2!$A$1:$SI$1,0),0)","v":0},{"$f":"VLOOKUP($D$3&\"_\"&AB$3,データシート2!$A:$SI,MATCH($R$2&\"_\"&$C138,データシート2!$A$1:$SI$1,0),0)","v":0}]

{"sheet":"別紙","index":8,"n_rows":10,"n_cols":16,"rows_kept":10}
[]
[null,"各再生可能エネルギーの前提条件"]
[]
[null,null,"設備利用率",null,"年間時間","備考","出典",{"$nulls":8},"URL"]
[null,"太陽光発電（10kW未満）",13.7,"％",{"$f":"24*365","v":8760},null,"経済産業省　調達価格等算定委員会「平成29年度以降の調達価格等に関する意見」（平成28年12月13日）",{"$nulls":8},"http://www.meti.go.jp/report/whitepaper/data/pdf/20161219002_01.pdf"]
[null,"太陽光発電（10kW以上）",15.1,"％",8760,null,"経済産業省　調達価格等算定委員会「平成29年度以降の調達価格等に関する意見」（平成28年12月13日）",{"$nulls":8},"http://www.meti.go.jp/report/whitepaper/data/pdf/20161219002_01.pdf"]
[null,"風力発電",24.8,"％",8760,null,"経済産業省　調達価格等算定委員会「平成29年度以降の調達価格等に関する意見」（平成28年12月13日）",{"$nulls":8},"http://www.meti.go.jp/report/whitepaper/data/pdf/20161219002_01.pdf"]
[null,"水力発電",{"v":60,"d":"60.0"},"％",8760,"小水力発電","内閣府「コスト等検証委員会報告書」（2011年12月19日）",{"$nulls":8},"http://www.cas.go.jp/jp/seisaku/npu/policy09/pdf/20111221/hokoku.pdf"]
[null,"地熱発電",{"v":80,"d":"80.0"},"％",8760,null,"内閣府「コスト等検証委員会報告書」（2011年12月19日）",{"$nulls":8},"http://www.cas.go.jp/jp/seisaku/npu/policy09/pdf/20111221/hokoku.pdf"]
[null,"バイオマス発電",{"v":80,"d":"80.0"},"％",8760,null,"内閣府「コスト等検証委員会報告書」（2011年12月19日）",{"$nulls":8},"http://www.cas.go.jp/jp/seisaku/npu/policy09/pdf/20111221/hokoku.pdf"]

{"sheet":"データシート1","index":9,"n_rows":659,"n_cols":82,"rows_kept":659}
["列key→",{"$nulls":8},"aa_製造業","aa_建設業・鉱業","aa_農林水産業","aa_業務その他部門","aa_家庭部門","aa_旅客","aa_貨物","aa_鉄道","aa_船舶","aa_廃棄物分野（一般廃棄物）",null,"ab_製造業","ab_建設業・鉱業","ab_農林水産業","ab_業務その他","ab_家庭","ab_旅客自動車","ab_貨物自動車","ab_鉄道","ab_船舶","ab_廃棄物",null,"da_製造業","da_建設業・鉱業","da_農林水産業","da_業務","da_家庭","da_旅客自動車","da_貨物自動車","da_鉄道","da_船舶","da_一般廃棄物","da_合計",null,"ca_太陽光発電（10kW未満）","ca_太陽光発電（10kW以上）","ca_風力発電","ca_水力発電","ca_地熱発電","ca_バイオマス発電",null,null,"cb_太陽光発電（10kW未満）","cb_太陽光発電（10kW以上）","cb_風力発電","cb_水力発電","cb_地熱発電","cb_バイオマス発電",null,null,"ba_農林水産業","ba_建設業・鉱業","ba_製造業","ba_エネルギー転換部門","ba_業務その他部門","ba_分類不能",null,"bb_農林水産業","bb_建設業・鉱業","bb_製造業","bb_エネルギー転換部門","bb_業務その他部門","bb_分類不能",null,"bc_エネルギー起源CO2","bc_非エネルギー起源CO2（廃棄物の原燃料使用）","bc_非エネルギー起源CO2","bc_CH4","bc_N2O","bc_HFC","bc_PFC","bc_SF6","bc_NF3"]
[]
[{"$nulls":59},"▼産業分類コード（エネ転分別）",{"$nulls":6},"▼産業分類コード（エネ転分別）"]
[{"$nulls":8},"データシート名","データ（排出量）","データ（排出量）","データ（排出量）","データ（排出量）","データ（排出量）","データ（排出量）","データ（排出量）","データ（排出量）","データ（排出量）","データ（排出量）",null,"データ（活動量）","データ（活動量）","データ（活動量）","データ（活動量）","データ（活動量）","データ（活動量）","データ（活動量）","データ（活動量）","データ（活動量）","データ（活動量）",null,"データ（電力需要）","データ（電力需要）","データ（電力需要）","データ（電力需要）","データ（電力需要）","データ（電力需要）","データ（電力需要）","データ（電力需要）","データ（電力需要）","データ（電力需要）","データ（電力需要）",null,"データ（再エネ件数）","データ（再エネ件数）","データ（再エネ件数）","データ（再エネ件数）","データ（再エネ件数）","データ（再エネ件数）",null,null,"データ（再エネ容量）","データ（再エネ容量）","データ（再エネ容量）","データ（再エネ容量）","データ（再エネ容量）","データ（再エネ容量）",null,null,"データ（特定事業所排出量）","データ（特定事業所排出量）","データ（特定事業所排出量）","データ（特定事業所排出量）","データ（特定事業所排出量）","データ（特定事業所排出量）",null,"データ（特定事業所件数）","データ（特定事業所件数）","データ（特定事業所件数）","データ（特定事業所件数）","データ（特定事業所件数）","データ（特定事業所件数）",null,"データ（特定事業所排出量）","データ（特定事業所排出量）","データ（特定事業所排出量）","データ（特定事業所排出量）","データ（特定事業所排出量）","データ（特定事業所排出量）","データ（特定事業所排出量）","データ（特定事業所排出量）","データ（特定事業所排出量）"]
[]
[{"$nulls":8},"単位","千トンCO2","千トンCO2","千トンCO2","千トンCO2","千トンCO2","千トンCO2","千トンCO2","千トンCO2","千トンCO2","千トンCO2",null,"製造品出荷額等\n(万円)","従業者数\n(人)","従業者数\n(人)","従業者数\n(人)","住民基本台帳世帯数\n(世帯)","自動車保有台数\n(台)","自動車保有台数\n(台)","人口(人)","入港船舶総トン数\n(トン)","CO2排出量\n(千トンCO2)",null,"kWh/年","kWh/年","kWh/年","kWh/年","kWh/年","kWh/年","kWh/年","kWh/年","kWh/年","kWh/年","kWh/年",null,"件","件","件","件","件","件",null,null,"kW","kW","kW","kW","kW","kW",null,null,"千トンCO2","千トンCO2","千トンCO2","千トンCO2","千トンCO2","千トンCO2",null,"箇所","箇所","箇所","箇所","箇所","箇所",null,"千トンCO2","千トンCO2","千トンCO2","千トンCO2","千トンCO2","千トンCO2","千トンCO2","千トンCO2","千トンCO2"]
[null,"B-D列はツール内で未使用"]
["行key↓","total","年度NO","比較地域NO","西暦","和暦","該当地域コード","該当地域名","アウトプット項目","製造業","建設業・鉱業","農林水産業","業務その他部門","家庭部門","旅客","貨物","鉄道","船舶","廃棄物分野（一般廃棄物）",null,"製造業","建設業・鉱業","農林水産業","業務その他","家庭","旅客自動車","貨物自動車","鉄道","船舶","廃棄物",null,"製造業","建設業・鉱業","農林水産業","業務","家庭","旅客自動車","貨物自動車","鉄道","船舶","一般廃棄物","合計",null,"太陽光発電（10kW未満）","太陽光発電（10kW以上）","風力発電","水力発電","地熱発電","バイオマス発電",null,null,"太陽光発電（10kW未満）","太陽光発電（10kW以上）","風力発電","水力発電","地熱発電","バイオマス発電",null,null,"農林水産業","建設業・鉱業","製造業","エネルギー転換部門","業務その他部門","分類不能",null,"農林水産業","建設業・鉱業","製造業","エネルギー転換部門","業務その他部門","分類不能",null,"エネルギー起源CO2","非エネルギー起源CO2（廃棄物の原燃料使用）","非エネルギー起源CO2","CH4","N2O","HFC","PFC","SF6","NF3"]
["07546_平成2年度",426,1,26,1990,"平成2年度","07546","双葉町",null,{"v":7.143044352196037,"d":"7 "},{"v":2.610258081418568,"d":"3 "},{"v":2.302654711170728,"d":"2 "},{"v":3.642030544576785,"d":"4 "},{"v":6.448027760334234,"d":"6 "},{"v":6.063528068727448,"d":"6 "},{"v":7.223722669848207,"d":"7 "},{"v":0.503922986269313,"d":"1 "},{"v":0,"d":"0 "},{"v":0.4964463531138401,"d":"0 "},null,{"v":742758,"d":"742,758 "},{"v":803,"d":"803 "},{"v":26,"d":"26 "},{"v":1256,"d":"1,256 "},{"v":2209,"d":"2,209 "},{"v":2494,"d":"2,494 "},{"v":1754,"d":"1,754 "},{"v":8182,"d":"8,182 "},{"v":0,"d":"0 "},{"v":0.4964463531138401,"d":"0 "},{"$nulls":29},"","","","","","",null,"","","","","",""]
["07546_平成17年度",427,2,26,2005,"平成17年度","07546","双葉町",null,{"v":5.832138918157823,"d":"6 "},{"v":2.20149166526039,"d":"2 "},{"v":0.7538237802075504,"d":"1 "},{"v":7.366240004793503,"d":"7 "},{"v":11.56079581408037,"d":"12 "},{"v":8.406061654625924,"d":"8 "},{"v":8.141406219507404,"d":"8 "},{"v":0.43861708962185,"d":"0 "},{"v":0,"d":"0 "},{"v":0.5496212400191406,"d":"1 "},null,{"v":631246,"d":"631,246 "},{"v":839,"d":"839 "},{"v":9,"d":"9 "},{"v":1192,"d":"1,192 "},{"v":2551,"d":"2,551 "},{"v":4001,"d":"4,001 "},{"v":1619,"d":"1,619 "},{"v":7445,"d":"7,445 "},{"v":0,"d":"0 "},{"v":0.5496212400191406,"d":"1 "},{"$nulls":29},"","","","","","",null,"","","","","",""]
["07546_平成18年度",428,3,26,2006,"平成18年度","07546","双葉町",null,"","","","","","","","","","",null,"","","","","","","","","","",null,"","","","","","","","","","",null,null,"","","","","","","",null,"","","","","","","",null,"","","","","","",null,"","","","","",""]
["07546_平成19年度",429,4,26,2007,"平成19年度","07546","双葉町",null,{"v":5.09897814596566,"d":"5 "},{"v":1.752014829390767,"d":"2 "},{"v":1.069232240749389,"d":"1 "},{"v":6.553277309845917,"d":"7 "},{"v":11.97782064202318,"d":"12 "},{"v":8.124637929382546,"d":"8 "},{"v":8.022313715719209,"d":"8 "},{"v":0.454459688900765,"d":"0 "},{"v":0,"d":"0 "},{"v":0.7097259360109145,"d":"1 "},null,{"v":651199,"d":"651,199 "},{"v":698,"d":"698 "},{"v":16,"d":"16 "},{"v":1428,"d":"1,428 "},{"v":2592,"d":"2,592 "},{"v":4020,"d":"4,020 "},{"v":1571,"d":"1,571 "},{"v":7306,"d":"7,306 "},{"v":0,"d":"0 "},{"v":0.7097259360109145,"d":"1 "},{"$nulls":29},"","","","","","",null,"","","","","",""]
["07546_平成20年度",430,5,26,2008,"平成20年度","07546","双葉町",null,{"v":4.268056251195288,"d":"4 "},{"v":1.388023367248891,"d":"1 "},{"v":1.044556856311745,"d":"1 "},{"v":7.343651970804157,"d":"7 "},{"v":11.5789135901705,"d":"12 "},{"v":7.903817310984654,"d":"8 "},{"v":7.732633602980979,"d":"8 "},{"v":0.444290687779063,"d":"0 "},{"v":0,"d":"0 "},{"v":0.5288292361710272,"d":"1 "},null,{"v":568028,"d":"568,028 "},{"v":698,"d":"698 "},{"v":16,"d":"16 "},{"v":1428,"d":"1,428 "},{"v":2626,"d":"2,626 "},{"v":4048,"d":"4,048 "},{"v":1516,"d":"1,516 "},{"v":7260,"d":"7,260 "},{"v":0,"d":"0 "},{"v":0.5288292361710272,"d":"1 "},{"$nulls":29},"","","","","","",null,"","","","","",""]
["07546_平成21年度",431,6,26,2009,"平成21年度","07546","双葉町",null,{"v":4.192432159022372,"d":"4 "},{"v":1.431025317655584,"d":"1 "},{"v":0.5686212913966361,"d":"1 "},{"v":8.129232964204947,"d":"8 "},{"v":10.54729498416655,"d":"11 "},{"v":8.114345824934073,"d":"8 "},{"v":7.383126921271153,"d":"7 "},{"v":0.418458438283635,"d":"0 "},{"v":0,"d":"0 "},{"v":0.5459307606286598,"d":"1 "},null,{"v":482995,"d":"482,995 "},{"v":734,"d":"734 "},{"v":12,"d":"12 "},{"v":1566,"d":"1,566 "},{"v":2613,"d":"2,613 "},{"v":4102,"d":"4,102 "},{"v":1486,"d":"1,486 "},{"v":7178,"d":"7,178 "},{"v":0,"d":"0 "},{"v":0.5459307606286598,"d":"1 "},{"$nulls":29},{"v":0,"d":"0 "},{"v":0,"d":"0 "},{"v":0,"d":"0 "},{"v":0,"d":"0 "},{"v":0,"d":"0 "},{"v":0,"d":"0 "},null,{"v":0,"d":"0 "},{"v":0,"d":"0 "},{"v":0,"d":"0 "},{"v":0,"d":"0 "},{"v":0,"d":"0 "},{"v":0,"d":"0 "},null,0,0,0,0,0,0,0,0,0]
["07546_平成22年度",432,7,26,2010,"平成22年度","07546","双葉町",null,{"v":2.935984986497344,"d":"3 "},{"v":1.458581999883905,"d":"1 "},{"v":0.538334892490327,"d":"1 "},{"v":7.928197965714496,"d":"8 "},{"v":10.03594103431904,"d":"10 "},{"v":8.135884315186061,"d":"8 "},{"v":7.546754951822421,"d":"8 "},{"v":0.422161586469008,"d":"0 "},{"v":0,"d":"0 "},{"v":0.5876188195542166,"d":"1 "},null,{"v":361854,"d":"361,854 "},{"v":734,"d":"734 "},{"v":12,"d":"12 "},{"v":1566,"d":"1,566 "},{"v":2482,"d":"2,482 "},{"v":4132,"d":"4,132 "},{"v":1481,"d":"1,481 "},{"v":6939,"d":"6,939 "},{"v":0,"d":"0 "},{"v":0.5876188195542166,"d":"1 "},{"$nulls":29},{"v":0,"d":"0 "},{"v":0,"d":"0 "},{"v":0,"d":"0 "},{"v":0,"d":"0 "},{"v":0,"d":"0 "},{"v":0,"d":"0 "},null,{"v":0,"d":"0 "},{"v":0,"d":"0 "},{"v":0,"d":"0 "},{"v":0,"d":"0 "},{"v":0,"d":"0 "},{"v":0,"d":"0 "},null,0,0,0,0,0,0,0,0,0]
["07546_平成23年度",433,8,26,2011,"平成23年度","07546","双葉町",null,{"v":0,"d":"0 "},{"v":1.959261092042164,"d":"2 "},{"v":0.5025624154542895,"d":"1 "},{"v":9.226862465456307,"d":"9 "},{"v":11.69970747386523,"d":"12 "},{"v":7.136152864229135,"d":"7 "},{"v":5.50763346260902,"d":"6 "},{"v":0.462396528444219,"d":"0 "},{"v":0,"d":"0 "},{"v":0.05215736870506747,"d":"0 "},null,{"v":0,"d":"0 "},{"v":734,"d":"734 "},{"v":12,"d":"12 "},{"v":1566,"d":"1,566 "},{"v":2472,"d":"2,472 "},{"v":3703,"d":"3,703 "},{"v":1113,"d":"1,113 "},{"v":6589,"d":"6,589 "},{"v":0,"d":"0 "},{"v":0.05215736870506747,"d":"0 "},{"$nulls":29},{"v":0,"d":"0 "},{"v":0,"d":"0 "},{"v":0,"d":"0 "},{"v":0,"d":"0 "},{"v":0,"d":"0 "},{"v":0,"d":"0 "},null,{"v":0,"d":"0 "},{"v":0,"d":"0 "},{"v":0,"d":"0 "},{"v":0,"d":"0 "},{"v":0,"d":"0 "},{"v":0,"d":"0 "},null,0,0,0,0,0,0,0,0,0]
["07546_平成24年度",434,9,26,2012,"平成24年度","07546","双葉町",null,{"v":0,"d":"0 "},{"v":1.83929582925115,"d":"2 "},{"v":0.5040633803030465,"d":"1 "},{"v":10.38133557530616,"d":"10 "},{"v":12.4354022745406,"d":"12 "},{"v":6.229174041988879,"d":"6 "},{"v":3.916593651668744,"d":"4 "},{"v":0.49758101653274,"d":"0 "},{"v":0,"d":"0 "},{"v":0.09497359641268319,"d":"0 "},null,{"v":0,"d":"0 "},{"v":734,"d":"734 "},{"v":12,"d":"12 "},{"v":1566,"d":"1,566 "},{"v":2471,"d":"2,471 "},{"v":3258,"d":"3,258 "},{"v":787,"d":"787 "},{"v":6526,"d":"6,526 "},{"v":0,"d":"0 "},{"v":0.09497359641268319,"d":"0 "},{"$nulls":29},{"v":0,"d":"0 "},{"v":0,"d":"0 "},{"v":0,"d":"0 "},{"v":0,"d":"0 "},{"v":0,"d":"0 "},{"v":0,"d":"0 "},null,{"v":0,"d":"0 "},{"v":0,"d":"0 "},{"v":0,"d":"0 "},{"v":0,"d":"0 "},{"v":0,"d":"0 "},{"v":0,"d":"0 "},null,0,0,0,0,0,0,0,0,0]
["07546_平成25年度",435,10,26,2013,"平成25年度","07546","双葉町",null,{"v":0,"d":"0 "},{"v":1.561515099689889,"d":"2 "},{"v":0.3656713524518767,"d":"0 "},{"v":8.9597475915846,"d":"9 "},{"v":12.16199520137799,"d":"12 "},{"v":5.335165571721629,"d":"5 "},{"v":3.416828921202934,"d":"3 "},{"v":0.500254098191675,"d":"1 "},{"v":0,"d":"0 "},{"v":0.1515670080677223,"d":"0 "},null,{"v":0,"d":"0 "},{"v":734,"d":"734 "},{"v":12,"d":"12 "},{"v":1566,"d":"1,566 "},{"v":2457,"d":"2,457 "},{"v":2915,"d":"2,915 "},{"v":684,"d":"684 "},{"v":6467,"d":"6,467 "},{"v":0,"d":"0 "},{"v":0.1515670080677223,"d":"0 "},{"$nulls":29},{"v":0,"d":"0 "},{"v":0,"d":"0 "},{"v":0,"d":"0 "},{"v":0,"d":"0 "},{"v":0,"d":"0 "},{"v":0,"d":"0 "},null,{"v":0,"d":"0 "},{"v":0,"d":"0 "},{"v":0,"d":"0 "},{"v":0,"d":"0 "},{"v":0,"d":"0 "},{"v":0,"d":"0 "},null,0,0,0,0,0,0,0,0,0]
["07546_平成26年度",436,11,26,2014,"平成26年度","07546","双葉町",null,{"v":0,"d":"0 "},{"v":0,"d":"0 "},{"v":0,"d":"0 "},{"v":0,"d":"0 "},{"v":11.52076406009079,"d":"12 "},{"v":4.184520283841163,"d":"4 "},{"v":2.947520157401552,"d":"3 "},{"v":0.471577442749006,"d":"0 "},{"v":0,"d":"0 "},{"v":0.1329258828797544,"d":"0 "},null,{"v":0,"d":"0 "},{"v":0,"d":"0 "},{"v":0,"d":"0 "},{"v":0,"d":"0 "},{"v":2383,"d":"2,383 "},{"v":2408,"d":"2,408 "},{"v":587,"d":"587 "},{"v":6354,"d":"6,354 "},{"v":0,"d":"0 "},{"v":0.1329258828797544,"d":"0 "},{"$nulls":13},{"v":67,"d":"67 "},{"v":0,"d":"0 "},{"v":0,"d":"0 "},{"v":0,"d":"0 "},{"v":0,"d":"0 "},{"v":0,"d":"0 "},null,null,{"v":265.8,"d":"266 "},{"v":0,"d":"0 "},{"v":0,"d":"0 "},{"v":0,"d":"0 "},{"v":0,"d":"0 "},{"v":0,"d":"0 "},null,null,{"v":0,"d":"0 "},{"v":0,"d":"0 "},{"v":0,"d":"0 "},{"v":0,"d":"0 "},{"v":0,"d":"0 "},{"v":0,"d":"0 "},null,{"v":0,"d":"0 "},{"v":0,"d":"0 "},{"v":0,"d":"0 "},{"v":0,"d":"0 "},{"v":0,"d":"0 "},{"v":0,"d":"0 "},null,0,0,0,0,0,0,0,0,0]
["07546_平成27年度",437,12,26,2015,"平成27年度","07546","双葉町",null,{"v":0,"d":"0 "},{"v":0,"d":"0 "},{"v":0,"d":"0 "},{"v":0,"d":"0 "},{"v":10.1346549547116,"d":"10 "},{"v":3.5112336701515408,"d":"4 "},{"v":2.6985840604682507,"d":"3 "},{"v":0.4533613605218,"d":"0 "},{"v":0,"d":"0 "},{"v":0.1958210812452686,"d":"0 "},null,{"v":0,"d":"0 "},{"v":0,"d":"0 "},{"v":0,"d":"0 "},{"v":0,"d":"0 "},{"v":2338,"d":"2,338 "},{"v":2040,"d":"2,040 "},{"v":537,"d":"537 "},{"v":6240,"d":"6,240 "},{"v":0,"d":"0 "},{"v":0.1958210812452686,"d":"0 "},null,{"v":0,"d":"0 "},{"v":0,"d":"0 "},{"v":0,"d":"0 "},{"v":0,"d":"0 "},{"v":13487589.86862226,"d":"13,487,590 "},{"v":0,"d":"0 "},{"v":0,"d":"0 "},{"v":855165.8241844913,"d":"855,166 "},{"v":0,"d":"0 "},{"v":0,"d":"0 "},{"v":14342755.69280675,"d":"14,342,756 "},null,{"v":67,"d":"67 "},{"v":0,"d":"0 "},{"v":0,"d":"0 "},{"v":0,"d":"0 "},{"v":0,"d":"0 "},{"v":0,"d":"0 "},null,null,{"v":265.8,"d":"266 "},{"v":0,"d":"0 "},{"v":0,"d":"0 "},{"v":0,"d":"0 "},{"v":0,"d":"0 "},{"v":0,"d":"0 "},null,null,{"v":0,"d":"0 "},{"v":0,"d":"0 "},{"v":0,"d":"0 "},{"v":0,"d":"0 "},{"v":0,"d":"0 "},{"v":0,"d":"0 "},null,{"v":0,"d":"0 "},{"v":0,"d":"0 "},{"v":0,"d":"0 "},{"v":0,"d":"0 "},{"v":0,"d":"0 "},{"v":0,"d":"0 "},null,0,0,0,0,0,0,0,0,0]
["07546_平成28年度",438,13,26,2016,"平成28年度","07546","双葉町",null,{"v":0,"d":"0 "},{"v":0,"d":"0 "},{"v":0,"d":"0 "},{"v":0,"d":"0 "},{"v":9.344652999647035,"d":"9 "},{"v":2.9432049346354083,"d":"3 "},{"v":2.5071005179753305,"d":"3 "},{"v":0.43572897981470715,"d":"0 "},{"v":0,"d":"0 "},{"v":0.19757163148880108,"d":"0 "},null,{"v":0,"d":"0 "},{"v":0,"d":"0 "},{"v":0,"d":"0 "},{"v":0,"d":"0 "},{"v":2317,"d":"2,317 "},{"v":1731,"d":"1,731 "},{"v":516,"d":"516 "},{"v":6169,"d":"6,169 "},{"v":0,"d":"0 "},{"v":0.1975716314888011,"d":"0 "},null,{"v":0,"d":"0 "},{"v":0,"d":"0 "},{"v":0,"d":"0 "},{"v":0,"d":"0 "},{"v":11912618.39602446,"d":"11,912,618 "},{"v":0,"d":"0 "},{"v":0,"d":"0 "},{"v":846092.392504353,"d":"846,092 "},{"v":0,"d":"0 "},{"v":0,"d":"0 "},{"v":12758710.788528813,"d":"12,758,711 "},null,{"v":67,"d":"67 "},{"v":0,"d":"0 "},{"v":0,"d":"0 "},{"v":0,"d":"0 "},{"v":0,"d":"0 "},{"v":0,"d":"0 "},null,null,{"v":265.8,"d":"266 "},{"v":0,"d":"0 "},{"v":0,"d":"0 "},{"v":0,"d":"0 "},{"v":0,"d":"0 "},{"v":0,"d":"0 "},null,null,{"v":0,"d":"0 "},{"v":0,"d":"0 "},{"v":0,"d":"0 "},{"v":0,"d":"0 "},{"v":0,"d":"0 "},{"v":0,"d":"0 "},null,{"v":0,"d":"0 "},{"v":0,"d":"0 "},{"v":0,"d":"0 "},{"v":0,"d":"0 "},{"v":0,"d":"0 "},{"v":0,"d":"0 "},null,0,0,0,0,0,0,0,0,0]
["07546_平成29年度",439,14,26,2017,"平成29年度","07546","双葉町",null,{"v":0,"d":"0 "},{"v":0,"d":"0 "},{"v":0,"d":"0 "},{"v":0,"d":"0 "},{"v":9.852094339248758,"d":"10 "},{"v":2.487077376978181,"d":"2 "},{"v":2.273961466495408,"d":"2 "},{"v":0.415348980974891,"d":"0 "},{"v":0,"d":"0 "},{"v":0.24296622609236485,"d":"0 "},null,{"v":0,"d":"0 "},{"v":0,"d":"0 "},{"v":0,"d":"0 "},{"v":0,"d":"0 "},{"v":2302,"d":"2,302 "},{"v":1487,"d":"1,487 "},{"v":471,"d":"471 "},{"v":6081,"d":"6,081 "},{"v":0,"d":"0 "},{"v":0.2429662260923648,"d":"0 "},null,{"v":0,"d":"0 "},{"v":0,"d":"0 "},{"v":0,"d":"0 "},{"v":0,"d":"0 "},{"v":13022299.01229344,"d":"13,022,299 "},{"v":0,"d":"0 "},{"v":0,"d":"0 "},{"v":835328.0105087842,"d":"835,328 "},{"v":0,"d":"0 "},{"v":0,"d":"0 "},{"v":13857627.022802224,"d":"13,857,627 "},null,{"v":67,"d":"67 "},{"v":0,"d":"0 "},{"v":0,"d":"0 "},{"v":0,"d":"0 "},{"v":0,"d":"0 "},{"v":0,"d":"0 "},null,null,{"v":265.8,"d":"266 "},{"v":0,"d":"0 "},{"v":0,"d":"0 "},{"v":0,"d":"0 "},{"v":0,"d":"0 "},{"v":0,"d":"0 "},null,null,{"v":0,"d":"0 "},{"v":0,"d":"0 "},{"v":0,"d":"0 "},{"v":0,"d":"0 "},{"v":0,"d":"0 "},{"v":0,"d":"0 "},null,{"v":0,"d":"0 "},{"v":0,"d":"0 "},{"v":0,"d":"0 "},{"v":0,"d":"0 "},{"v":0,"d":"0 "},{"v":0,"d":"0 "},null,0,0,0,0,0,0,0,0,0]
["07546_平成30年度",440,15,26,2018,"平成30年度","07546","双葉町",null,{"v":0,"d":"0 "},{"v":0,"d":"0 "},{"v":0,"d":"0 "},{"v":0,"d":"0 "},{"v":8.964574386241331,"d":"9 "},{"v":2.11212592413522,"d":"2 "},{"v":2.122269014770613,"d":"2 "},{"v":0.3818695211157,"d":"0 "},{"v":0,"d":"0 "},{"v":0.3453751519058437,"d":"0 "},null,{"v":0,"d":"0 "},{"v":0,"d":"0 "},{"v":0,"d":"0 "},{"v":0,"d":"0 "},{"v":2282,"d":"2,282 "},{"v":1287,"d":"1,287 "},{"v":444,"d":"444 "},{"v":6025,"d":"6,025 "},{"v":0,"d":"0 "},{"v":0.3453751519058437,"d":"0 "},null,{"v":0,"d":"0 "},{"v":0,"d":"0 "},{"v":0,"d":"0 "},{"v":0,"d":"0 "},{"v":11346711.78185567,"d":"11,346,712 "},{"v":0,"d":"0 "},{"v":0,"d":"0 "},{"v":829347.9420376844,"d":"829,348 "},{"v":0,"d":"0 "},{"v":0,"d":"0 "},{"v":12176059.723893356,"d":"12,176,060 "},null,{"v":67,"d":"67 "},{"v":0,"d":"0 "},{"v":0,"d":"0 "},{"v":0,"d":"0 "},{"v":0,"d":"0 "},{"v":0,"d":"0 "},null,null,{"v":265.79999999999995,"d":"266 "},{"v":0,"d":"0 "},{"v":0,"d":"0 "},{"v":0,"d":"0 "},{"v":0,"d":"0 "},{"v":0,"d":"0 "},null,null,{"v":0,"d":"0 "},{"v":0,"d":"0 "},{"v":0,"d":"0 "},{"v":0,"d":"0 "},{"v":0,"d":"0 "},{"v":0,"d":"0 "},null,{"v":0,"d":"0 "},{"v":0,"d":"0 "},{"v":0,"d":"0 "},{"v":0,"d":"0 "},{"v":0,"d":"0 "},{"v":0,"d":"0 "},null,0,0,0,0,0,0,0,0,0]
["07546_令和元年度",441,16,26,2019,"令和元年度","07546","双葉町",null,{"v":0,"d":"0 "},{"v":0,"d":"0 "},{"v":0,"d":"0 "},{"v":0,"d":"0 "},{"v":8.625215339944855,"d":"9 "},{"v":1.7729731393422754,"d":"2 "},{"v":1.9263731050591308,"d":"2 "},{"v":0.364769107724432,"d":"0 "},{"v":0,"d":"0 "},{"v":0.3788474845819482,"d":"0 "},null,{"v":0,"d":"0 "},{"v":0,"d":"0 "},{"v":0,"d":"0 "},{"v":0,"d":"0 "},{"v":2255,"d":"2,255 "},{"v":1110,"d":"1,110 "},{"v":400,"d":"400 "},{"v":5911,"d":"5,911 "},{"v":0,"d":"0 "},{"v":0.3788474845819482,"d":"0 "},null,{"v":0,"d":"0 "},{"v":0,"d":"0 "},{"v":0,"d":"0 "},{"v":0,"d":"0 "},{"v":11661763.560976,"d":"11,661,764 "},{"v":0,"d":"0 "},{"v":0,"d":"0 "},{"v":805033.702015824,"d":"805,034 "},{"v":0,"d":"0 "},{"v":0,"d":"0 "},{"v":12466797.262991825,"d":"12,466,797 "},null,{"v":67,"d":"67 "},{"v":4,"d":"4 "},{"v":0,"d":"0 "},{"v":0,"d":"0 "},{"v":0,"d":"0 "},{"v":0,"d":"0 "},null,null,{"v":265.8,"d":"266 "},{"v":24970,"d":"24,970 "},{"v":0,"d":"0 "},{"v":0,"d":"0 "},{"v":0,"d":"0 "},{"v":0,"d":"0 "},null,null,{"v":0,"d":"0 "},{"v":0,"d":"0 "},{"v":0,"d":"0 "},{"v":0,"d":"0 "},{"v":0,"d":"0 "},{"v":0,"d":"0 "},null,{"v":0,"d":"0 "},{"v":0,"d":"0 "},{"v":0,"d":"0 "},{"v":0,"d":"0 "},{"v":0,"d":"0 "},{"v":0,"d":"0 "},null,0,0,0,0,0,0,0,0,0]
["07546_令和2年度",442,17,26,2020,"令和2年度","07546","双葉町",null,{"v":0,"d":"0 "},{"v":0.010940727403232674,"d":"0 "},{"v":0,"d":"0 "},{"v":0.030241748287810125,"d":"0 "},{"v":7.586766532433008,"d":"8 "},{"v":1.4400207363167004,"d":"1 "},{"v":1.7716051881293151,"d":"2 "},{"v":0.341323627756347,"d":"0 "},{"v":0,"d":"0 "},{"v":0.3535384219944998,"d":"0 "},null,{"v":0,"d":"0 "},{"v":5,"d":"5 "},{"v":0,"d":"0 "},{"v":8,"d":"8 "},{"v":2224,"d":"2,224 "},{"v":1029,"d":"1,029 "},{"v":391,"d":"391 "},{"v":5789,"d":"5,789 "},{"v":0,"d":"0 "},{"v":0.3535384219944998,"d":"0 "},null,{"v":0,"d":"0 "},{"v":7486.326741988406,"d":"7,486 "},{"v":0,"d":"0 "},{"v":44905.31520269729,"d":"44,905 "},{"v":11230203.72218759,"d":"11,230,204 "},null,null,{"v":755528.8171314653,"d":"755,529 "},null,null,{"v":12038124.181263741,"d":"12,038,124 "},null,{"v":67,"d":"67 "},{"v":4,"d":"4 "},{"v":0,"d":"0 "},{"v":0,"d":"0 "},{"v":0,"d":"0 "},{"v":0,"d":"0 "},null,null,{"v":265.8,"d":"266 "},{"v":24970,"d":"24,970 "},{"v":0,"d":"0 "},{"v":0,"d":"0 "},{"v":0,"d":"0 "},{"v":0,"d":"0 "},null,null,{"v":0,"d":"0 "},{"v":0,"d":"0 "},{"v":0,"d":"0 "},{"v":0,"d":"0 "},{"v":102.311,"d":"102 "},{"v":0,"d":"0 "},null,{"v":0,"d":"0 "},{"v":0,"d":"0 "},{"v":0,"d":"0 "},{"v":0,"d":"0 "},{"v":4,"d":"4 "},{"v":0,"d":"0 "},null,102.311,0,0,0,0,0,0,0,0]
["07546_令和3年度",442,18,26,2021,"令和3年度","07546","双葉町",null,{"v":0,"d":"0 "},{"v":0.011981862723679277,"d":"0 "},{"v":0,"d":"0 "},{"v":0.03317235750282124,"d":"0 "},{"v":8.313552025249848,"d":"8 "},{"v":1.331952953902695,"d":"1 "},{"v":1.7750049824218754,"d":"2 "},{"v":0.329361672828936,"d":"0 "},{"v":0,"d":"0 "},{"v":0.2677029291382579,"d":"0 "},null,{"v":0,"d":"0 "},{"v":5,"d":"5 "},{"v":0,"d":"0 "},{"v":8,"d":"8 "},{"v":2187,"d":"2,187 "},{"v":980,"d":"980 "},{"v":382,"d":"382 "},{"v":5641,"d":"5,641 "},{"v":0,"d":"0 "},{"v":0.2677029291382579,"d":"0 "},null,{"v":0,"d":"0 "},{"v":8016.407654423394,"d":"8,016 "},{"v":0,"d":"0 "},{"v":49740.20531854046,"d":"49,740 "},{"v":11407607.95996722,"d":"11,407,608 "},{"v":0,"d":"0 "},{"v":0,"d":"0 "},{"v":740459.5911238163,"d":"740,460 "},{"v":0,"d":"0 "},{"v":0,"d":"0 "},{"v":12205824.164064,"d":"12,205,824 "},null,{"v":67,"d":"67 "},{"v":5,"d":"5 "},{"v":0,"d":"0 "},{"v":0,"d":"0 "},{"v":0,"d":"0 "},{"v":0,"d":"0 "},null,null,{"v":265.8,"d":"266 "},{"v":24981,"d":"24,981 "},{"v":0,"d":"0 "},{"v":0,"d":"0 "},{"v":0,"d":"0 "},{"v":0,"d":"0 "},null,null,{"v":0,"d":"0 "},{"v":0,"d":"0 "},{"v":0,"d":"0 "},{"v":0,"d":"0 "},{"v":144.668,"d":"145 "},{"v":0,"d":"0 "},null,{"v":0,"d":"0 "},{"v":0,"d":"0 "},{"v":0,"d":"0 "},{"v":0,"d":"0 "},{"v":4,"d":"4 "},{"v":0,"d":"0 "},null,115.469,0,27.079,0.004,2.116,0,0,0,0]
["07546_令和4年度",442,19,26,2022,"令和4年度","07546","双葉町",null,{"v":0,"d":"0 "},{"v":0.010735604437074438,"d":"0 "},{"v":0,"d":"0 "},{"v":0.03301303775566534,"d":"0 "},{"v":8.059510914460057,"d":"8 "},{"v":1.328940729626803,"d":"1 "},{"v":1.7254681693108844,"d":"2 "},{"v":0.32608005764673975,"d":"0 "},{"v":0,"d":"0 "},{"v":0.31777812602733,"d":"0 "},null,{"v":0,"d":"0 "},{"v":5,"d":"5 "},{"v":0,"d":"0 "},{"v":8,"d":"8 "},{"v":2197,"d":"2,197 "},{"v":929,"d":"929 "},{"v":377,"d":"377 "},{"v":5539,"d":"5,539 "},{"v":0,"d":"0 "},{"v":0.31777812602733,"d":"0 "},null,{"v":0,"d":"0 "},{"v":7795.908899516368,"d":"7,796 "},{"v":0,"d":"0 "},{"v":47455.16311396145,"d":"47,455 "},{"v":11554333.33008388,"d":"11,554,333 "},{"v":0,"d":"0 "},{"v":0,"d":"0 "},{"v":715236.0837210132,"d":"715,236 "},{"v":0,"d":"0 "},{"v":0,"d":"0 "},{"v":12324820.485818373,"d":"12,324,820 "},null,{"v":78,"d":"78 "},{"v":5,"d":"5 "},{"v":0,"d":"0 "},{"v":0,"d":"0 "},{"v":0,"d":"0 "},{"v":0,"d":"0 "},null,null,{"v":329.8,"d":"330 "},{"v":24981,"d":"24,981 "},{"v":0,"d":"0 "},{"v":0,"d":"0 "},{"v":0,"d":"0 "},{"v":0,"d":"0 "}]
["07546_令和5年度",442,20,26,2023,"令和5年度","07546","双葉町",{"$nulls":35},{"v":89,"d":"89 "},{"v":5,"d":"5 "},{"v":0,"d":"0 "},{"v":0,"d":"0 "},{"v":0,"d":"0 "},{"v":0,"d":"0 "},null,null,{"v":391,"d":"391 "},{"v":24981,"d":"24,981 "},{"v":0,"d":"0 "},{"v":0,"d":"0 "},{"v":0,"d":"0 "},{"v":0,"d":"0 "}]
["07546_令和6年度",442,21,26,2024,"令和6年度","07546","双葉町"]
["03302_平成2年度",273,1,17,1990,"平成2年度","03302","葛巻町",null,{"v":4.654652981674405,"d":"5 "},{"v":1.209611654894735,"d":"1 "},{"v":12.13997154401333,"d":"12 "},{"v":4.421454886269903,"d":"4 "},{"v":11.46187524301554,"d":"11 "},{"v":5.572416332607582,"d":"6 "},{"v":9.17173910248116,"d":"9 "},{"v":0.638310661170272,"d":"1 "},{"v":0,"d":"0 "},{"v":0.5825664167551209,"d":"1 "},null,{"v":346507,"d":"346,507 "},{"v":353,"d":"353 "},{"v":131,"d":"131 "},{"v":1663,"d":"1,663 "},{"v":2974,"d":"2,974 "},{"v":2292,"d":"2,292 "},{"v":2227,"d":"2,227 "},{"v":10364,"d":"10,364 "},{"v":0,"d":"0 "},{"v":0.5825664167551209,"d":"1 "},{"$nulls":29},"","","","","","",null,"","","","","",""]
["03302_平成17年度",274,2,17,2005,"平成17年度","03302","葛巻町",null,{"v":7.156607685139683,"d":"7 "},{"v":1.092081750815833,"d":"1 "},{"v":6.318576565027465,"d":"6 "},{"v":7.006702871350104,"d":"7 "},{"v":16.82684888573202,"d":"17 "},{"v":7.412293306053551,"d":"7 "},{"v":9.096852286033906,"d":"9 "},{"v":0.493171747108732,"d":"0 "},{"v":0,"d":"0 "},{"v":0.6198590799999999,"d":"1 "},null,{"v":577936,"d":"577,936 "},{"v":339,"d":"339 "},{"v":63,"d":"63 "},{"v":1109,"d":"1,109 "},{"v":2922,"d":"2,922 "},{"v":3528,"d":"3,528 "},{"v":1809,"d":"1,809 "},{"v":8371,"d":"8,371 "},{"v":0,"d":"0 "},{"v":0.6198590799999999,"d":"1 "},{"$nulls":29},"","","","","","",null,"","","","","",""]
["03302_平成18年度",275,3,17,2006,"平成18年度","03302","葛巻町",null,"","","","","","","","","","",null,"","","","","","","","","","",null,"","","","","","","","","","",null,null,"","","","","","","",null,"","","","","","","",null,"","","","","","",null,"","","","","",""]
["03302_平成19年度",276,4,17,2007,"平成19年度","03302","葛巻町",null,{"v":8.451247204712,"d":"8 "},{"v":0.9109180232802093,"d":"1 "},{"v":11.23356316875116,"d":"11 "},{"v":7.661053827869874,"d":"8 "},{"v":16.57625565518028,"d":"17 "},{"v":7.002952842117047,"d":"7 "},{"v":8.89552545689552,"d":"9 "},{"v":0.494394416559442,"d":"0 "},{"v":0,"d":"0 "},{"v":0.50086267,"d":"1 "},null,{"v":766203,"d":"766,203 "},{"v":301,"d":"301 "},{"v":147,"d":"147 "},{"v":1628,"d":"1,628 "},{"v":2888,"d":"2,888 "},{"v":3465,"d":"3,465 "},{"v":1742,"d":"1,742 "},{"v":7948,"d":"7,948 "},{"v":0,"d":"0 "},{"v":0.50086267,"d":"1 "},{"$nulls":29},"","","","","","",null,"","","","","",""]
["03302_平成20年度",277,5,17,2008,"平成20年度","03302","葛巻町",null,{"v":7.696672744950478,"d":"8 "},{"v":0.6620942532952034,"d":"1 "},{"v":4.778662818670862,"d":"5 "},{"v":8.034876787329821,"d":"8 "},{"v":13.66188703036557,"d":"14 "},{"v":6.646391829691641,"d":"7 "},{"v":8.655857008086228,"d":"9 "},{"v":0.475501190639575,"d":"0 "},{"v":0,"d":"0 "},{"v":0.11729657216,"d":"0 "},null,{"v":753324,"d":"753,324 "},{"v":301,"d":"301 "},{"v":71,"d":"71 "},{"v":1628,"d":"1,628 "},{"v":2891,"d":"2,891 "},{"v":3404,"d":"3,404 "},{"v":1697,"d":"1,697 "},{"v":7770,"d":"7,770 "},{"v":0,"d":"0 "},{"v":0.11729657216,"d":"0 "},{"$nulls":29},"","","","","","",null,"","","","","",""]
["03302_平成21年度",278,6,17,2009,"平成21年度","03302","葛巻町",null,{"v":10.19616726115203,"d":"10 "},{"v":0.605948904320461,"d":"1 "},{"v":8.797886261365143,"d":"9 "},{"v":7.464207043725202,"d":"7 "},{"v":13.01348315105463,"d":"13 "},{"v":6.719754453266955,"d":"7 "},{"v":8.307259900649642,"d":"8 "},{"v":0.442710139359978,"d":"0 "},{"v":0,"d":"0 "},{"v":0.6549094434600001,"d":"1 "},null,{"v":762259,"d":"762,259 "},{"v":223,"d":"223 "},{"v":179,"d":"179 "},{"v":1519,"d":"1,519 "},{"v":2891,"d":"2,891 "},{"v":3397,"d":"3,397 "},{"v":1672,"d":"1,672 "},{"v":7594,"d":"7,594 "},{"v":0,"d":"0 "},{"v":0.6549094434600001,"d":"1 "},{"$nulls":29},{"v":0,"d":"0 "},{"v":0,"d":"0 "},{"v":0,"d":"0 "},{"v":0,"d":"0 "},{"v":0,"d":"0 "},{"v":0,"d":"0 "},null,{"v":0,"d":"0 "},{"v":0,"d":"0 "},{"v":0,"d":"0 "},{"v":0,"d":"0 "},{"v":0,"d":"0 "},{"v":0,"d":"0 "},null,0,0,0,0,0,0,0,0,0]
["03302_平成22年度",279,7,17,2010,"平成22年度","03302","葛巻町",null,{"v":9.12760805215658,"d":"9 "},{"v":0.5777982919723028,"d":"1 "},{"v":8.159912620842695,"d":"8 "},{"v":7.128190880848281,"d":"7 "},{"v":13.45848636816704,"d":"13 "},{"v":6.643386660076905,"d":"7 "},{"v":8.362069463835647,"d":"8 "},{"v":0.451242612313105,"d":"0 "},{"v":0,"d":"0 "},{"v":0.4644034185199999,"d":"0 "},null,{"v":801940,"d":"801,940 "},{"v":223,"d":"223 "},{"v":179,"d":"179 "},{"v":1519,"d":"1,519 "},{"v":2877,"d":"2,877 "},{"v":3374,"d":"3,374 "},{"v":1641,"d":"1,641 "},{"v":7417,"d":"7,417 "},{"v":0,"d":"0 "},{"v":0.4644034185199999,"d":"0 "},{"$nulls":29},{"v":0,"d":"0 "},{"v":0,"d":"0 "},{"v":0,"d":"0 "},{"v":0,"d":"0 "},{"v":0,"d":"0 "},{"v":0,"d":"0 "},null,{"v":0,"d":"0 "},{"v":0,"d":"0 "},{"v":0,"d":"0 "},{"v":0,"d":"0 "},{"v":0,"d":"0 "},{"v":0,"d":"0 "},null,0,0,0,0,0,0,0,0,0]
["03302_平成23年度",280,8,17,2011,"平成23年度","03302","葛巻町",null,{"v":4.580775296743998,"d":"5 "},{"v":0.7051349885964204,"d":"1 "},{"v":8.937665797467469,"d":"9 "},{"v":8.779654413709578,"d":"9 "},{"v":16.3618389370858,"d":"16 "},{"v":6.45009550002023,"d":"6 "},{"v":8.041243824563931,"d":"8 "},{"v":0.510397625037912,"d":"1 "},{"v":0,"d":"0 "},{"v":0.65893347128,"d":"1 "},null,{"v":445709,"d":"445,709 "},{"v":223,"d":"223 "},{"v":179,"d":"179 "},{"v":1519,"d":"1,519 "},{"v":2877,"d":"2,877 "},{"v":3347,"d":"3,347 "},{"v":1625,"d":"1,625 "},{"v":7273,"d":"7,273 "},{"v":0,"d":"0 "},{"v":0.65893347128,"d":"1 "},{"$nulls":29},{"v":0,"d":"0 "},{"v":0,"d":"0 "},{"v":0,"d":"0 "},{"v":0,"d":"0 "},{"v":0,"d":"0 "},{"v":0,"d":"0 "},null,{"v":0,"d":"0 "},{"v":0,"d":"0 "},{"v":0,"d":"0 "},{"v":0,"d":"0 "},{"v":0,"d":"0 "},{"v":0,"d":"0 "},null,0,0,0,0,0,0,0,0,0]
["03302_平成24年度",281,9,17,2012,"平成24年度","03302","葛巻町",null,{"v":8.886347573906203,"d":"9 "},{"v":0.6743292488242465,"d":"1 "},{"v":8.740063367099303,"d":"9 "},{"v":8.753652655993402,"d":"9 "},{"v":17.55788038850141,"d":"18 "},{"v":6.36492338421761,"d":"6 "},{"v":8.062111455785725,"d":"8 "},{"v":0.544167287004928,"d":"1 "},{"v":0,"d":"0 "},{"v":0.513454838,"d":"1 "},null,{"v":754422,"d":"754,422 "},{"v":223,"d":"223 "},{"v":179,"d":"179 "},{"v":1519,"d":"1,519 "},{"v":2885,"d":"2,885 "},{"v":3329,"d":"3,329 "},{"v":1620,"d":"1,620 "},{"v":7137,"d":"7,137 "},{"v":0,"d":"0 "},{"v":0.513454838,"d":"1 "},{"$nulls":29},{"v":0,"d":"0 "},{"v":0,"d":"0 "},{"v":4.205,"d":"4 "},{"v":0,"d":"0 "},{"v":0,"d":"0 "},{"v":0,"d":"0 "},null,{"v":0,"d":"0 "},{"v":0,"d":"0 "},{"v":1,"d":"1 "},{"v":0,"d":"0 "},{"v":0,"d":"0 "},{"v":0,"d":"0 "},null,4.205,0,0,0,0,0,0,0,0]
["03302_平成25年度",282,10,17,2013,"平成25年度","03302","葛巻町",null,{"v":10.0737931228867,"d":"10 "},{"v":0.6553863096137307,"d":"1 "},{"v":7.104689912738476,"d":"7 "},{"v":8.398503527232224,"d":"8 "},{"v":14.95213524731203,"d":"15 "},{"v":6.160606282818182,"d":"6 "},{"v":8.022554455339053,"d":"8 "},{"v":0.54303135446197,"d":"1 "},{"v":0,"d":"0 "},{"v":0.3628687904,"d":"0 "},null,{"v":801800,"d":"801,800 "},{"v":223,"d":"223 "},{"v":179,"d":"179 "},{"v":1519,"d":"1,519 "},{"v":2851,"d":"2,851 "},{"v":3366,"d":"3,366 "},{"v":1606,"d":"1,606 "},{"v":7020,"d":"7,020 "},{"v":0,"d":"0 "},{"v":0.3628687904,"d":"0 "},{"$nulls":29},{"v":0,"d":"0 "},{"v":0,"d":"0 "},{"v":4.231,"d":"4 "},{"v":0,"d":"0 "},{"v":0,"d":"0 "},{"v":0,"d":"0 "},null,{"v":0,"d":"0 "},{"v":0,"d":"0 "},{"v":1,"d":"1 "},{"v":0,"d":"0 "},{"v":0,"d":"0 "},{"v":0,"d":"0 "},null,4.231,0,0,0,0,0,0,0,0]
["03302_平成26年度",283,11,17,2014,"平成26年度","03302","葛巻町",null,{"v":10.93767952649177,"d":"11 "},{"v":0.7546177412303975,"d":"1 "},{"v":6.379158029123553,"d":"6 "},{"v":7.694697888881063,"d":"8 "},{"v":13.06126619648019,"d":"13 "},{"v":5.772830723804129,"d":"6 "},{"v":8.074297126237983,"d":"8 "},{"v":0.50868614929205,"d":"1 "},{"v":0,"d":"0 "},{"v":0.5133580078400001,"d":"1 "},null,{"v":868170,"d":"868,170 "},{"v":261,"d":"261 "},{"v":138,"d":"138 "},{"v":1423,"d":"1,423 "},{"v":2836,"d":"2,836 "},{"v":3322,"d":"3,322 "},{"v":1608,"d":"1,608 "},{"v":6854,"d":"6,854 "},{"v":0,"d":"0 "},{"v":0.5133580078400001,"d":"1 "},{"$nulls":13},{"v":89,"d":"89 "},{"v":4,"d":"4 "},{"v":2,"d":"2 "},{"v":0,"d":"0 "},{"v":0,"d":"0 "},{"v":0,"d":"0 "},null,null,{"v":432.2,"d":"432 "},{"v":115.1,"d":"115 "},{"v":22200,"d":"22,200 "},{"v":0,"d":"0 "},{"v":0,"d":"0 "},{"v":0,"d":"0 "},null,null,{"v":0,"d":"0 "},{"v":0,"d":"0 "},{"v":3.87,"d":"4 "},{"v":0,"d":"0 "},{"v":0,"d":"0 "},{"v":0,"d":"0 "},null,{"v":0,"d":"0 "},{"v":0,"d":"0 "},{"v":1,"d":"1 "},{"v":0,"d":"0 "},{"v":0,"d":"0 "},{"v":0,"d":"0 "},null,3.87,0,0,0,0,0,0,0,0]
["03302_平成27年度",284,12,17,2015,"平成27年度","03302","葛巻町",null,{"v":9.074097684910068,"d":"9 "},{"v":0.7767244335721359,"d":"1 "},{"v":5.585161130010686,"d":"6 "},{"v":8.12059477845272,"d":"8 "},{"v":14.63396840315071,"d":"15 "},{"v":5.707475906971818,"d":"6 "},{"v":7.829411482699319,"d":"8 "},{"v":0.485765073148839,"d":"0 "},{"v":0,"d":"0 "},{"v":0.3386532233,"d":"0 "},null,{"v":822437,"d":"822,437 "},{"v":261,"d":"261 "},{"v":138,"d":"138 "},{"v":1423,"d":"1,423 "},{"v":2819,"d":"2,819 "},{"v":3316,"d":"3,316 "},{"v":1558,"d":"1,558 "},{"v":6686,"d":"6,686 "},{"v":0,"d":"0 "},{"v":0.3386532233,"d":"0 "},null,{"v":7764623.933098951,"d":"7,764,624 "},{"v":514870.7099353969,"d":"514,871 "},{"v":831838.2720720852,"d":"831,838 "},{"v":9563598.402441503,"d":"9,563,598 "},{"v":17402594.56441466,"d":"17,402,595 "},{"v":0,"d":"0 "},{"v":0,"d":"0 "},{"v":916288.2532848571,"d":"916,288 "},{"v":0,"d":"0 "},{"v":0,"d":"0 "},{"v":36993814.135247454,"d":"36,993,814 "},null,{"v":96,"d":"96 "},{"v":4,"d":"4 "},{"v":2,"d":"2 "},{"v":0,"d":"0 "},{"v":0,"d":"0 "},{"v":0,"d":"0 "},null,null,{"v":466.6,"d":"467 "},{"v":115.1,"d":"115 "},{"v":22200,"d":"22,200 "},{"v":0,"d":"0 "},{"v":0,"d":"0 "},{"v":0,"d":"0 "},null,null,{"v":0,"d":"0 "},{"v":0,"d":"0 "},{"v":3.65,"d":"4 "},{"v":0,"d":"0 "},{"v":0,"d":"0 "},{"v":0,"d":"0 "},null,{"v":0,"d":"0 "},{"v":0,"d":"0 "},{"v":1,"d":"1 "},{"v":0,"d":"0 "},{"v":0,"d":"0 "},{"v":0,"d":"0 "},null,3.65,0,0,0,0,0,0,0,0]
["03302_平成28年度",285,13,17,2016,"平成28年度","03302","葛巻町",null,{"v":8.536022358816254,"d":"9 "},{"v":0.7592405249674737,"d":"1 "},{"v":6.761678373957468,"d":"7 "},{"v":6.482511444437163,"d":"6 "},{"v":13.06378958192361,"d":"13 "},{"v":5.610962613689686,"d":"6 "},{"v":7.584464939068781,"d":"8 "},{"v":0.4581193326435712,"d":"0 "},{"v":0,"d":"0 "},{"v":0.38733940952,"d":"0 "},null,{"v":780324,"d":"780,324 "},{"v":261,"d":"261 "},{"v":138,"d":"138 "},{"v":1423,"d":"1,423 "},{"v":2776,"d":"2,776 "},{"v":3300,"d":"3,300 "},{"v":1561,"d":"1,561 "},{"v":6486,"d":"6,486 "},{"v":0,"d":"0 "},{"v":0.38733940952,"d":"0 "},null,{"v":7290855.07487753,"d":"7,290,855 "},{"v":506103.3238827691,"d":"506,103 "},{"v":801816.6431099931,"d":"801,817 "},{"v":8782991.315114677,"d":"8,782,991 "},{"v":13681462.35302791,"d":"13,681,462 "},{"v":0,"d":"0 "},{"v":0,"d":"0 "},{"v":889569.664091949,"d":"889,570 "},{"v":0,"d":"0 "},{"v":0,"d":"0 "},{"v":31952798.374104828,"d":"31,952,798 "},null,{"v":99,"d":"99 "},{"v":6,"d":"6 "},{"v":2,"d":"2 "},{"v":0,"d":"0 "},{"v":0,"d":"0 "},{"v":0,"d":"0 "},null,null,{"v":479.7,"d":"480 "},{"v":662.3,"d":"662 "},{"v":22200,"d":"22,200 "},{"v":0,"d":"0 "},{"v":0,"d":"0 "},{"v":0,"d":"0 "},null,null,{"v":0,"d":"0 "},{"v":0,"d":"0 "},{"v":3.767,"d":"4 "},{"v":0,"d":"0 "},{"v":0,"d":"0 "},{"v":0,"d":"0 "},null,{"v":0,"d":"0 "},{"v":0,"d":"0 "},{"v":1,"d":"1 "},{"v":0,"d":"0 "},{"v":0,"d":"0 "},{"v":0,"d":"0 "},null,3.767,0,0,0,0,0,0,0,0]
["03302_平成29年度",286,14,17,2017,"平成29年度","03302","葛巻町",null,{"v":9.037839548213116,"d":"9 "},{"v":0.7699047236864204,"d":"1 "},{"v":6.0147287140217935,"d":"6 "},{"v":5.818598064036678,"d":"6 "},{"v":12.831274737786622,"d":"13 "},{"v":5.506024697385455,"d":"6 "},{"v":7.52193623099755,"d":"8 "},{"v":0.434063932592572,"d":"0 "},{"v":0,"d":"0 "},{"v":0.38183591685,"d":"0 "},null,{"v":944390,"d":"944,390 "},{"v":261,"d":"261 "},{"v":138,"d":"138 "},{"v":1423,"d":"1,423 "},{"v":2754,"d":"2,754 "},{"v":3292,"d":"3,292 "},{"v":1558,"d":"1,558 "},{"v":6355,"d":"6,355 "},{"v":0,"d":"0 "},{"v":0.38183591685,"d":"0 "},null,{"v":7916591.960580179,"d":"7,916,592 "},{"v":514738.6706932661,"d":"514,739 "},{"v":953448.9384726074,"d":"953,449 "},{"v":8386883.641727501,"d":"8,386,884 "},{"v":15597708.83922804,"d":"15,597,709 "},{"v":0,"d":"0 "},{"v":0,"d":"0 "},{"v":872966.5362248519,"d":"872,967 "},{"v":0,"d":"0 "},{"v":0,"d":"0 "},{"v":34242338.58692644,"d":"34,242,339 "},null,{"v":100,"d":"100 "},{"v":6,"d":"6 "},{"v":2,"d":"2 "},{"v":0,"d":"0 "},{"v":0,"d":"0 "},{"v":0,"d":"0 "},null,null,{"v":482.7,"d":"483 "},{"v":662.3,"d":"662 "},{"v":22200,"d":"22,200 "},{"v":0,"d":"0 "},{"v":0,"d":"0 "},{"v":0,"d":"0 "},null,null,{"v":0,"d":"0 "},{"v":0,"d":"0 "},{"v":3.919,"d":"4 "},{"v":0,"d":"0 "},{"v":0,"d":"0 "},{"v":0,"d":"0 "},null,{"v":0,"d":"0 "},{"v":0,"d":"0 "},{"v":1,"d":"1 "},{"v":0,"d":"0 "},{"v":0,"d":"0 "},{"v":0,"d":"0 "},null,3.919,0,0,0,0,0,0,0,0]
["03302_平成30年度",287,15,17,2018,"平成30年度","03302","葛巻町",null,{"v":8.984791176091178,"d":"9 "},{"v":0.7322828941097993,"d":"1 "},{"v":5.507664342213288,"d":"6 "},{"v":6.222516218589564,"d":"6 "},{"v":11.80553913512081,"d":"12 "},{"v":5.35170368189973,"d":"5 "},{"v":7.432721436865546,"d":"7 "},{"v":0.393151309457375,"d":"0 "},{"v":0,"d":"0 "},{"v":0.4279156665,"d":"0 "},null,{"v":962656,"d":"962,656 "},{"v":261,"d":"261 "},{"v":138,"d":"138 "},{"v":1423,"d":"1,423 "},{"v":2744,"d":"2,744 "},{"v":3261,"d":"3,261 "},{"v":1555,"d":"1,555 "},{"v":6203,"d":"6,203 "},{"v":0,"d":"0 "},{"v":0.4279156665,"d":"0 "},null,{"v":8342490.417136587,"d":"8,342,490 "},{"v":467090.9487977544,"d":"467,091 "},{"v":901216.396496019,"d":"901,216 "},{"v":8608487.957019072,"d":"8,608,488 "},{"v":14015458.54738568,"d":"14,015,459 "},{"v":0,"d":"0 "},{"v":0,"d":"0 "},{"v":853849.8397443577,"d":"853,850 "},{"v":0,"d":"0 "},{"v":0,"d":"0 "},{"v":33188594.106579468,"d":"33,188,594 "},null,{"v":103,"d":"103 "},{"v":8,"d":"8 "},{"v":2,"d":"2 "},{"v":0,"d":"0 "},{"v":0,"d":"0 "},{"v":0,"d":"0 "},null,null,{"v":496.0000000000001,"d":"496 "},{"v":761,"d":"761 "},{"v":22200,"d":"22,200 "},{"v":0,"d":"0 "},{"v":0,"d":"0 "},{"v":0,"d":"0 "},null,null,{"v":0,"d":"0 "},{"v":0,"d":"0 "},{"v":4.015,"d":"4 "},{"v":0,"d":"0 "},{"v":0,"d":"0 "},{"v":0,"d":"0 "},null,{"v":0,"d":"0 "},{"v":0,"d":"0 "},{"v":1,"d":"1 "},{"v":0,"d":"0 "},{"v":0,"d":"0 "},{"v":0,"d":"0 "},null,4.015,0,0,0,0,0,0,0,0]
["03302_令和元年度",288,16,17,2019,"令和元年度","03302","葛巻町",null,{"v":7.992028573155127,"d":"8 "},{"v":0.6885535800961414,"d":"1 "},{"v":5.560544163760535,"d":"6 "},{"v":5.7977574743449445,"d":"6 "},{"v":10.861499454767172,"d":"11 "},{"v":5.194332116343315,"d":"5 "},{"v":7.233531009497036,"d":"7 "},{"v":0.371310390996094,"d":"0 "},{"v":0,"d":"0 "},{"v":0.5610536736,"d":"1 "},null,{"v":909488,"d":"909,488 "},{"v":261,"d":"261 "},{"v":138,"d":"138 "},{"v":1423,"d":"1,423 "},{"v":2712,"d":"2,712 "},{"v":3252,"d":"3,252 "},{"v":1502,"d":"1,502 "},{"v":6017,"d":"6,017 "},{"v":0,"d":"0 "},{"v":0.5610536736,"d":"1 "},null,{"v":7888526.657503456,"d":"7,888,527 "},{"v":452643.4627926289,"d":"452,643 "},{"v":959750.6770228823,"d":"959,751 "},{"v":8255707.900466763,"d":"8,255,708 "},{"v":13112693.72567455,"d":"13,112,694 "},{"v":0,"d":"0 "},{"v":0,"d":"0 "},{"v":819470.1040482513,"d":"819,470 "},{"v":0,"d":"0 "},{"v":0,"d":"0 "},{"v":31488792.527508534,"d":"31,488,793 "},null,{"v":104,"d":"104 "},{"v":7,"d":"7 "},{"v":2,"d":"2 "},{"v":0,"d":"0 "},{"v":0,"d":"0 "},{"v":0,"d":"0 "},null,null,{"v":501.4,"d":"501 "},{"v":751.2,"d":"751 "},{"v":22200,"d":"22,200 "},{"v":0,"d":"0 "},{"v":0,"d":"0 "},{"v":0,"d":"0 "},null,null,{"v":0,"d":"0 "},{"v":0,"d":"0 "},{"v":3.737,"d":"4 "},{"v":0,"d":"0 "},{"v":0,"d":"0 "},{"v":0,"d":"0 "},null,{"v":0,"d":"0 "},{"v":0,"d":"0 "},{"v":1,"d":"1 "},{"v":0,"d":"0 "},{"v":0,"d":"0 "},{"v":0,"d":"0 "},null,3.737,0,0,0,0,0,0,0,0]
["03302_令和2年度",289,17,17,2020,"令和2年度","03302","葛巻町",null,{"v":11.68115888636284,"d":"12 "},{"v":0.7650317127574531,"d":"1 "},{"v":5.566579150839606,"d":"6 "},{"v":4.8670808576567115,"d":"5 "},{"v":10.400967326302483,"d":"10 "},{"v":4.497790715764699,"d":"4 "},{"v":6.8326870171330105,"d":"7 "},{"v":0.346335289245255,"d":"0 "},{"v":0,"d":"0 "},{"v":0.5980660068999999,"d":"1 "},null,{"v":1025257,"d":"1,025,257 "},{"v":255,"d":"255 "},{"v":142,"d":"142 "},{"v":1325,"d":"1,325 "},{"v":2704,"d":"2,704 "},{"v":3214,"d":"3,214 "},{"v":1508,"d":"1,508 "},{"v":5874,"d":"5,874 "},{"v":0,"d":"0 "},{"v":0.5980660068999999,"d":"1 "},null,{"v":8536441.504149152,"d":"8,536,442 "},{"v":499816.38331296254,"d":"499,816 "},{"v":973659.7070748375,"d":"973,660 "},{"v":7344897.889217754,"d":"7,344,898 "},{"v":12935259.91686179,"d":"12,935,260 "},null,null,{"v":766622.2615011622,"d":"766,622 "},null,null,{"v":31056697.66211766,"d":"31,056,698 "},null,{"v":105,"d":"105 "},{"v":7,"d":"7 "},{"v":2,"d":"2 "},{"v":0,"d":"0 "},{"v":0,"d":"0 "},{"v":0,"d":"0 "},null,null,{"v":504,"d":"504 "},{"v":751.2,"d":"751 "},{"v":65600,"d":"65,600 "},{"v":0,"d":"0 "},{"v":0,"d":"0 "},{"v":0,"d":"0 "},null,null,{"v":0,"d":"0 "},{"v":0,"d":"0 "},{"v":3.085,"d":"3 "},{"v":0,"d":"0 "},{"v":0,"d":"0 "},{"v":0,"d":"0 "},null,{"v":0,"d":"0 "},{"v":0,"d":"0 "},{"v":1,"d":"1 "},{"v":0,"d":"0 "},{"v":0,"d":"0 "},{"v":0,"d":"0 "},null,3.085,0,0,0,0,0,0,0,0]
["03302_令和3年度",289,18,17,2021,"令和3年度","03302","葛巻町",null,{"v":8.522433148800975,"d":"9 "},{"v":0.8344647802987466,"d":"1 "},{"v":5.069217879780324,"d":"5 "},{"v":5.478217497790027,"d":"5 "},{"v":10.676142128181242,"d":"11 "},{"v":4.307100929507796,"d":"4 "},{"v":6.937388583130524,"d":"7 "},{"v":0.33543393199827,"d":"0 "},{"v":0,"d":"0 "},{"v":0.47447975764,"d":"0 "},null,{"v":807148,"d":"807,148 "},{"v":255,"d":"255 "},{"v":142,"d":"142 "},{"v":1325,"d":"1,325 "},{"v":2686,"d":"2,686 "},{"v":3169,"d":"3,169 "},{"v":1493,"d":"1,493 "},{"v":5745,"d":"5,745 "},{"v":0,"d":"0 "},{"v":0.47447975764,"d":"0 "},null,{"v":6148670.47480236,"d":"6,148,670 "},{"v":525455.4459889975,"d":"525,455 "},{"v":890662.5206024487,"d":"890,663 "},{"v":8074854.800396283,"d":"8,074,855 "},{"v":12707133.29899494,"d":"12,707,133 "},{"v":0,"d":"0 "},{"v":0,"d":"0 "},{"v":754111.0354558278,"d":"754,111 "},{"v":0,"d":"0 "},{"v":0,"d":"0 "},{"v":29100887.576240856,"d":"29,100,888 "},null,{"v":107,"d":"107 "},{"v":7,"d":"7 "},{"v":2,"d":"2 "},{"v":0,"d":"0 "},{"v":0,"d":"0 "},{"v":0,"d":"0 "},null,null,{"v":514,"d":"514 "},{"v":751.2,"d":"751 "},{"v":65600,"d":"65,600 "},{"v":0,"d":"0 "},{"v":0,"d":"0 "},{"v":0,"d":"0 "},null,null,{"v":0,"d":"0 "},{"v":0,"d":"0 "},{"v":2.973,"d":"3 "},{"v":0,"d":"0 "},{"v":0,"d":"0 "},{"v":0,"d":"0 "},null,{"v":0,"d":"0 "},{"v":0,"d":"0 "},{"v":1,"d":"1 "},{"v":0,"d":"0 "},{"v":0,"d":"0 "},{"v":0,"d":"0 "},null,2.973,0,0,0,0,0,0,0,0]
["03302_令和4年度",289,19,17,2022,"令和4年度","03302","葛巻町",null,{"v":7.741282448567264,"d":"8 "},{"v":0.7597940304225097,"d":"1 "},{"v":4.345342965900336,"d":"4 "},{"v":5.230091030872255,"d":"5 "},{"v":10.84136603603532,"d":"11 "},{"v":4.5204011901191565,"d":"5 "},{"v":6.700491776846512,"d":"7 "},{"v":0.33008320693722143,"d":"0 "},{"v":0,"d":"0 "},{"v":0.6064404606999999,"d":"1 "},null,{"v":856713,"d":"856,713 "},{"v":255,"d":"255 "},{"v":142,"d":"142 "},{"v":1325,"d":"1,325 "},{"v":2678,"d":"2,678 "},{"v":3160,"d":"3,160 "},{"v":1464,"d":"1,464 "},{"v":5607,"d":"5,607 "},{"v":0,"d":"0 "},{"v":0.6064404606999999,"d":"1 "},null,{"v":5959584.062374776,"d":"5,959,584 "},{"v":531317.2468636567,"d":"531,317 "},{"v":891295.5362512761,"d":"891,296 "},{"v":7949325.910684632,"d":"7,949,326 "},{"v":13714155.47489856,"d":"13,714,155 "},{"v":0,"d":"0 "},{"v":0,"d":"0 "},{"v":724016.739740697,"d":"724,017 "},{"v":0,"d":"0 "},{"v":0,"d":"0 "},{"v":29769694.9708136,"d":"29,769,695 "},null,{"v":109,"d":"109 "},{"v":8,"d":"8 "},{"v":2,"d":"2 "},{"v":0,"d":"0 "},{"v":0,"d":"0 "},{"v":0,"d":"0 "},null,null,{"v":525.2,"d":"525 "},{"v":800.7,"d":"801 "},{"v":65600,"d":"65,600 "},{"v":0,"d":"0 "},{"v":0,"d":"0 "},{"v":0,"d":"0 "}]
["03302_令和5年度",289,20,17,2023,"令和5年度","03302","葛巻町",{"$nulls":35},{"v":111,"d":"111 "},{"v":8,"d":"8 "},{"v":2,"d":"2 "},{"v":0,"d":"0 "},{"v":0,"d":"0 "},{"v":0,"d":"0 "},null,null,{"v":531.3,"d":"531 "},{"v":800.7,"d":"801 "},{"v":65600,"d":"65,600 "},{"v":0,"d":"0 "},{"v":0,"d":"0 "},{"v":0,"d":"0 "}]
["03302_令和6年度",289,21,17,2024,"令和6年度","03302","葛巻町"]
["01401_平成2年度",477,1,29,1990,"平成2年度","01401","共和町",null,{"v":26.10714508925928,"d":"26 "},{"v":3.547027624273004,"d":"4 "},{"v":7.181625337271317,"d":"7 "},{"v":4.523958779684954,"d":"5 "},{"v":12.02283522264947,"d":"12 "},{"v":6.131602962843072,"d":"6 "},{"v":10.2795962280166,"d":"10 "},{"v":0.473682679955669,"d":"0 "},{"v":0,"d":"0 "},{"v":0.3857257036593536,"d":"0 "},null,{"v":732996,"d":"732,996 "},{"v":649,"d":"649 "},{"v":84,"d":"84 "},{"v":1517,"d":"1,517 "},{"v":2572,"d":"2,572 "},{"v":2522,"d":"2,522 "},{"v":2496,"d":"2,496 "},{"v":7691,"d":"7,691 "},{"v":0,"d":"0 "},{"v":0.3857257036593536,"d":"0 "},{"$nulls":29},"","","","","","",null,"","","","","",""]
["01401_平成17年度",478,2,29,2005,"平成17年度","01401","共和町",null,{"v":10.13528213893896,"d":"10 "},{"v":1.82928730531159,"d":"2 "},{"v":6.419001673211207,"d":"6 "},{"v":8.085118895884241,"d":"8 "},{"v":13.92496966982267,"d":"14 "},{"v":7.893420054093875,"d":"8 "},{"v":10.1830436037693,"d":"10 "},{"v":0.414521133993195,"d":"0 "},{"v":0,"d":"0 "},{"v":0.7559181031387939,"d":"1 "},null,{"v":313032,"d":"313,032 "},{"v":558,"d":"558 "},{"v":57,"d":"57 "},{"v":1313,"d":"1,313 "},{"v":2839,"d":"2,839 "},{"v":3757,"d":"3,757 "},{"v":2025,"d":"2,025 "},{"v":7036,"d":"7,036 "},{"v":0,"d":"0 "},{"v":0.7559181031387939,"d":"1 "},{"$nulls":29},"","","","","","",null,"","","","","",""]
["01401_平成18年度",479,3,29,2006,"平成18年度","01401","共和町",null,"","","","","","","","","","",null,"","","","","","","","","","",null,"","","","","","","","","","",null,null,"","","","","","","",null,"","","","","","","",null,"","","","","","",null,"","","","","",""]
["01401_平成19年度",480,4,29,2007,"平成19年度","01401","共和町",null,{"v":17.08627702715724,"d":"17 "},{"v":1.758256698776887,"d":"2 "},{"v":7.057918225457043,"d":"7 "},{"v":8.721278524380839,"d":"9 "},{"v":14.05475028668008,"d":"14 "},{"v":7.568848021278019,"d":"8 "},{"v":10.26406783487945,"d":"10 "},{"v":0.425721613856671,"d":"0 "},{"v":0,"d":"0 "},{"v":0.7225026854862379,"d":"1 "},null,{"v":561117,"d":"561,117 "},{"v":585,"d":"585 "},{"v":86,"d":"86 "},{"v":1774,"d":"1,774 "},{"v":2873,"d":"2,873 "},{"v":3745,"d":"3,745 "},{"v":2010,"d":"2,010 "},{"v":6844,"d":"6,844 "},{"v":0,"d":"0 "},{"v":0.7225026854862379,"d":"1 "},{"$nulls":29},"","","","","","",null,"","","","","",""]
["01401_平成20年度",481,5,29,2008,"平成20年度","01401","共和町",null,{"v":15.1117480804744,"d":"15 "},{"v":1.543147133647818,"d":"2 "},{"v":6.09424600822964,"d":"6 "},{"v":10.20474040267558,"d":"10 "},{"v":14.40257802665444,"d":"14 "},{"v":7.339537863634218,"d":"7 "},{"v":10.16565881975006,"d":"10 "},{"v":0.413386170240712,"d":"0 "},{"v":0,"d":"0 "},{"v":0.5920360444048671,"d":"1 "},null,{"v":521429,"d":"521,429 "},{"v":585,"d":"585 "},{"v":86,"d":"86 "},{"v":1774,"d":"1,774 "},{"v":2905,"d":"2,905 "},{"v":3759,"d":"3,759 "},{"v":1993,"d":"1,993 "},{"v":6755,"d":"6,755 "},{"v":0,"d":"0 "},{"v":0.5920360444048671,"d":"1 "},{"$nulls":29},"","","","","","",null,"","","","","",""]
["01401_平成21年度",482,6,29,2009,"平成21年度","01401","共和町",null,{"v":8.656630441243273,"d":"9 "},{"v":1.029503569319142,"d":"1 "},{"v":6.307628588002445,"d":"6 "},{"v":7.378913997930807,"d":"7 "},{"v":12.37505351535093,"d":"12 "},{"v":7.441776936470498,"d":"7 "},{"v":9.703396283474135,"d":"10 "},{"v":0.387269351562857,"d":"0 "},{"v":0,"d":"0 "},{"v":0.2816363338820899,"d":"0 "},null,{"v":301641,"d":"301,641 "},{"v":478,"d":"478 "},{"v":102,"d":"102 "},{"v":1620,"d":"1,620 "},{"v":2906,"d":"2,906 "},{"v":3762,"d":"3,762 "},{"v":1953,"d":"1,953 "},{"v":6643,"d":"6,643 "},{"v":0,"d":"0 "},{"v":0.2816363338820899,"d":"0 "},{"$nulls":29},{"v":0,"d":"0 "},{"v":0,"d":"0 "},{"v":6.82,"d":"7 "},{"v":0,"d":"0 "},{"v":0,"d":"0 "},{"v":0,"d":"0 "},null,{"v":0,"d":"0 "},{"v":0,"d":"0 "},{"v":1,"d":"1 "},{"v":0,"d":"0 "},{"v":0,"d":"0 "},{"v":0,"d":"0 "},null,6.82,0,0,0,0,0,0,0,0]
["01401_平成22年度",483,7,29,2010,"平成22年度","01401","共和町",null,{"v":9.560845898069255,"d":"10 "},{"v":1.073675680705554,"d":"1 "},{"v":5.742479278324591,"d":"6 "},{"v":6.605157149355433,"d":"7 "},{"v":12.16781525113721,"d":"12 "},{"v":7.338441636664679,"d":"7 "},{"v":9.916262752360858,"d":"10 "},{"v":0.399468652076021,"d":"0 "},{"v":0,"d":"0 "},{"v":0.6859104431650083,"d":"1 "},null,{"v":372932,"d":"372,932 "},{"v":478,"d":"478 "},{"v":102,"d":"102 "},{"v":1620,"d":"1,620 "},{"v":2906,"d":"2,906 "},{"v":3727,"d":"3,727 "},{"v":1946,"d":"1,946 "},{"v":6566,"d":"6,566 "},{"v":0,"d":"0 "},{"v":0.6859104431650083,"d":"1 "},{"$nulls":29},{"v":0,"d":"0 "},{"v":0,"d":"0 "},{"v":5.81,"d":"6 "},{"v":0,"d":"0 "},{"v":0,"d":"0 "},{"v":0,"d":"0 "},null,{"v":0,"d":"0 "},{"v":0,"d":"0 "},{"v":1,"d":"1 "},{"v":0,"d":"0 "},{"v":0,"d":"0 "},{"v":0,"d":"0 "},null,5.81,0,0,0,0,0,0,0,0]
["01401_平成23年度",484,8,29,2011,"平成23年度","01401","共和町",null,{"v":11.45384606048157,"d":"11 "},{"v":1.504419339401151,"d":"2 "},{"v":5.358151591517028,"d":"5 "},{"v":8.344170483008016,"d":"8 "},{"v":14.62094108917509,"d":"15 "},{"v":7.2074565790486,"d":"7 "},{"v":9.802894779360706,"d":"10 "},{"v":0.454115637511389,"d":"0 "},{"v":0,"d":"0 "},{"v":0.4853048406069037,"d":"0 "},null,{"v":420767,"d":"420,767 "},{"v":478,"d":"478 "},{"v":102,"d":"102 "},{"v":1620,"d":"1,620 "},{"v":2901,"d":"2,901 "},{"v":3740,"d":"3,740 "},{"v":1981,"d":"1,981 "},{"v":6471,"d":"6,471 "},{"v":0,"d":"0 "},{"v":0.4853048406069037,"d":"0 "},{"$nulls":29},{"v":0,"d":"0 "},{"v":0,"d":"0 "},{"v":5.061,"d":"5 "},{"v":0,"d":"0 "},{"v":0,"d":"0 "},{"v":0,"d":"0 "},null,{"v":0,"d":"0 "},{"v":0,"d":"0 "},{"v":1,"d":"1 "},{"v":0,"d":"0 "},{"v":0,"d":"0 "},{"v":0,"d":"0 "},null,5.061,0,0,0,0,0,0,0,0]
["01401_平成24年度",485,9,29,2012,"平成24年度","01401","共和町",null,{"v":15.12552722219804,"d":"15 "},{"v":1.694786570795481,"d":"2 "},{"v":5.406215626949579,"d":"5 "},{"v":10.36343322765495,"d":"10 "},{"v":16.07231899542329,"d":"16 "},{"v":7.150739999090977,"d":"7 "},{"v":9.774065987137757,"d":"10 "},{"v":0.489346454812615,"d":"0 "},{"v":0,"d":"0 "},{"v":0.4537129027436242,"d":"0 "},null,{"v":532388,"d":"532,388 "},{"v":478,"d":"478 "},{"v":102,"d":"102 "},{"v":1620,"d":"1,620 "},{"v":2903,"d":"2,903 "},{"v":3740,"d":"3,740 "},{"v":1964,"d":"1,964 "},{"v":6418,"d":"6,418 "},{"v":0,"d":"0 "},{"v":0.4537129027436242,"d":"0 "},{"$nulls":29},{"v":0,"d":"0 "},{"v":0,"d":"0 "},{"v":6.758,"d":"7 "},{"v":0,"d":"0 "},{"v":0,"d":"0 "},{"v":0,"d":"0 "},null,{"v":0,"d":"0 "},{"v":0,"d":"0 "},{"v":1,"d":"1 "},{"v":0,"d":"0 "},{"v":0,"d":"0 "},{"v":0,"d":"0 "},null,6.758,0,0,0,0,0,0,0,0]
["01401_平成25年度",486,10,29,2013,"平成25年度","01401","共和町",null,{"v":15.84426384978152,"d":"16 "},{"v":1.40074688162284,"d":"1 "},{"v":4.774114687466526,"d":"5 "},{"v":9.638240672765328,"d":"10 "},{"v":15.74254717940676,"d":"16 "},{"v":6.830476128187004,"d":"7 "},{"v":9.815890102578605,"d":"10 "},{"v":0.494993965413411,"d":"0 "},{"v":0,"d":"0 "},{"v":0.4986496290881993,"d":"0 "},null,{"v":567839,"d":"567,839 "},{"v":478,"d":"478 "},{"v":102,"d":"102 "},{"v":1620,"d":"1,620 "},{"v":2934,"d":"2,934 "},{"v":3732,"d":"3,732 "},{"v":1965,"d":"1,965 "},{"v":6399,"d":"6,399 "},{"v":0,"d":"0 "},{"v":0.4986496290881993,"d":"0 "},{"$nulls":29},{"v":0,"d":"0 "},{"v":0,"d":"0 "},{"v":9.736,"d":"10 "},{"v":0,"d":"0 "},{"v":0,"d":"0 "},{"v":0,"d":"0 "},null,{"v":0,"d":"0 "},{"v":0,"d":"0 "},{"v":1,"d":"1 "},{"v":0,"d":"0 "},{"v":0,"d":"0 "},{"v":0,"d":"0 "},null,9.736,0,0,0,0,0,0,0,0]
["01401_平成26年度",487,11,29,2014,"平成26年度","01401","共和町",null,{"v":17.42496427113455,"d":"17 "},{"v":1.328832660379698,"d":"1 "},{"v":4.952130688721173,"d":"5 "},{"v":8.723714072169082,"d":"9 "},{"v":16.59546668938318,"d":"17 "},{"v":6.553083883041954,"d":"7 "},{"v":9.796612993339743,"d":"10 "},{"v":0.471429007922834,"d":"0 "},{"v":0,"d":"0 "},{"v":0.4839441186839999,"d":"0 "},null,{"v":693568,"d":"693,568 "},{"v":394,"d":"394 "},{"v":108,"d":"108 "},{"v":1394,"d":"1,394 "},{"v":2921,"d":"2,921 "},{"v":3771,"d":"3,771 "},{"v":1951,"d":"1,951 "},{"v":6352,"d":"6,352 "},{"v":0,"d":"0 "},{"v":0.4839441186839999,"d":"0 "},{"$nulls":13},{"v":32,"d":"32 "},{"v":9,"d":"9 "},{"v":0,"d":"0 "},{"v":0,"d":"0 "},{"v":0,"d":"0 "},{"v":0,"d":"0 "},null,null,{"v":170.213,"d":"170 "},{"v":123.34,"d":"123 "},{"v":0,"d":"0 "},{"v":0,"d":"0 "},{"v":0,"d":"0 "},{"v":0,"d":"0 "},null,null,{"v":0,"d":"0 "},{"v":0,"d":"0 "},{"v":10.845,"d":"11 "},{"v":0,"d":"0 "},{"v":0,"d":"0 "},{"v":0,"d":"0 "},null,{"v":0,"d":"0 "},{"v":0,"d":"0 "},{"v":1,"d":"1 "},{"v":0,"d":"0 "},{"v":0,"d":"0 "},{"v":0,"d":"0 "},null,10.845,0,0,0,0,0,0,0,0]
["01401_平成27年度",488,12,29,2015,"平成27年度","01401","共和町",null,{"v":29.68484365404865,"d":"30 "},{"v":1.274212385444315,"d":"1 "},{"v":5.212634174639173,"d":"5 "},{"v":8.440828814022161,"d":"8 "},{"v":15.11235060952433,"d":"15 "},{"v":6.566351201778494,"d":"7 "},{"v":9.723948150849282,"d":"10 "},{"v":0.451399700788773,"d":"0 "},{"v":0,"d":"0 "},{"v":0.5886618988086304,"d":"1 "},null,{"v":1184634,"d":"1,184,634 "},{"v":394,"d":"394 "},{"v":108,"d":"108 "},{"v":1394,"d":"1,394 "},{"v":2890,"d":"2,890 "},{"v":3815,"d":"3,815 "},{"v":1935,"d":"1,935 "},{"v":6213,"d":"6,213 "},{"v":0,"d":"0 "},{"v":0.5886618988086304,"d":"1 "},null,{"v":9142176.641304174,"d":"9,142,177 "},{"v":848905.6069730881,"d":"848,906 "},{"v":674003.3171400395,"d":"674,003 "},{"v":8865953.142924618,"d":"8,865,953 "},{"v":12799947.62787222,"d":"12,799,948 "},{"v":0,"d":"0 "},{"v":0,"d":"0 "},{"v":851465.5874452315,"d":"851,466 "},{"v":0,"d":"0 "},{"v":0,"d":"0 "},{"v":33182451.923659373,"d":"33,182,452 "},null,{"v":36,"d":"36 "},{"v":9,"d":"9 "},{"v":0,"d":"0 "},{"v":0,"d":"0 "},{"v":0,"d":"0 "},{"v":0,"d":"0 "},null,null,{"v":200.113,"d":"200 "},{"v":123.34,"d":"123 "},{"v":0,"d":"0 "},{"v":0,"d":"0 "},{"v":0,"d":"0 "},{"v":0,"d":"0 "},null,null,{"v":0,"d":"0 "},{"v":0,"d":"0 "},{"v":12.862,"d":"13 "},{"v":0,"d":"0 "},{"v":0,"d":"0 "},{"v":0,"d":"0 "},null,{"v":0,"d":"0 "},{"v":0,"d":"0 "},{"v":1,"d":"1 "},{"v":0,"d":"0 "},{"v":0,"d":"0 "},{"v":0,"d":"0 "},null,12.862,0,0,0,0,0,0,0,0]
["01401_平成28年度",489,13,29,2016,"平成28年度","01401","共和町",null,{"v":42.37388979039033,"d":"42 "},{"v":1.2019365845268608,"d":"1 "},{"v":5.6053966411048615,"d":"6 "},{"v":7.237031793831082,"d":"7 "},{"v":15.394850812722801,"d":"15 "},{"v":6.478111381259911,"d":"6 "},{"v":10.08184801317599,"d":"10 "},{"v":0.43233864247784454,"d":"0 "},{"v":0,"d":"0 "},{"v":0.48078972549732957,"d":"0 "},null,{"v":1609619,"d":"1,609,619 "},{"v":394,"d":"394 "},{"v":108,"d":"108 "},{"v":1394,"d":"1,394 "},{"v":2895,"d":"2,895 "},{"v":3810,"d":"3,810 "},{"v":2075,"d":"2,075 "},{"v":6121,"d":"6,121 "},{"v":0,"d":"0 "},{"v":0.4807897254973296,"d":"0 "},null,{"v":13278545.33270379,"d":"13,278,545 "},{"v":809180.6537629792,"d":"809,181 "},{"v":571251.0231960054,"d":"571,251 "},{"v":8849988.908555552,"d":"8,849,989 "},{"v":12736061.20016989,"d":"12,736,061 "},{"v":0,"d":"0 "},{"v":0,"d":"0 "},{"v":839509.083241878,"d":"839,509 "},{"v":0,"d":"0 "},{"v":0,"d":"0 "},{"v":37084536.20163009,"d":"37,084,536 "},null,{"v":36,"d":"36 "},{"v":9,"d":"9 "},{"v":0,"d":"0 "},{"v":0,"d":"0 "},{"v":0,"d":"0 "},{"v":0,"d":"0 "},null,null,{"v":200.113,"d":"200 "},{"v":123.34,"d":"123 "},{"v":0,"d":"0 "},{"v":0,"d":"0 "},{"v":0,"d":"0 "},{"v":0,"d":"0 "},null,null,{"v":0,"d":"0 "},{"v":0,"d":"0 "},{"v":13.519,"d":"14 "},{"v":0,"d":"0 "},{"v":0,"d":"0 "},{"v":0,"d":"0 "},null,{"v":0,"d":"0 "},{"v":0,"d":"0 "},{"v":1,"d":"1 "},{"v":0,"d":"0 "},{"v":0,"d":"0 "},{"v":0,"d":"0 "},null,13.519,0,0,0,0,0,0,0,0]
["01401_平成29年度",490,14,29,2017,"平成29年度","01401","共和町",null,{"v":31.013641750643952,"d":"31 "},{"v":1.2281992258063203,"d":"1 "},{"v":5.060047910495222,"d":"5 "},{"v":7.256499195763834,"d":"7 "},{"v":14.976287095142274,"d":"15 "},{"v":6.370731492205711,"d":"6 "},{"v":10.027638993441535,"d":"10 "},{"v":0.41213875204777,"d":"0 "},{"v":0,"d":"0 "},{"v":0.48312789492409813,"d":"0 "},null,{"v":1159216,"d":"1,159,216 "},{"v":394,"d":"394 "},{"v":108,"d":"108 "},{"v":1394,"d":"1,394 "},{"v":2878,"d":"2,878 "},{"v":3809,"d":"3,809 "},{"v":2077,"d":"2,077 "},{"v":6034,"d":"6,034 "},{"v":0,"d":"0 "},{"v":0.4831278949240981,"d":"0 "},null,{"v":9396921.811179556,"d":"9,396,922 "},{"v":811531.7671278865,"d":"811,532 "},{"v":697843.5650054187,"d":"697,844 "},{"v":8631034.61221044,"d":"8,631,035 "},{"v":11481244.42627726,"d":"11,481,244 "},{"v":0,"d":"0 "},{"v":0,"d":"0 "},{"v":828871.7670465392,"d":"828,872 "},{"v":0,"d":"0 "},{"v":0,"d":"0 "},{"v":31847447.9488471,"d":"31,847,448 "},null,{"v":41,"d":"41 "},{"v":9,"d":"9 "},{"v":1,"d":"1 "},{"v":0,"d":"0 "},{"v":0,"d":"0 "},{"v":0,"d":"0 "},null,null,{"v":231.913,"d":"232 "},{"v":123.34,"d":"123 "},{"v":19.5,"d":"20 "},{"v":0,"d":"0 "},{"v":0,"d":"0 "},{"v":0,"d":"0 "},null,null,{"v":0,"d":"0 "},{"v":0,"d":"0 "},{"v":10.392,"d":"10 "},{"v":0,"d":"0 "},{"v":0,"d":"0 "},{"v":0,"d":"0 "},null,{"v":0,"d":"0 "},{"v":0,"d":"0 "},{"v":1,"d":"1 "},{"v":0,"d":"0 "},{"v":0,"d":"0 "},{"v":0,"d":"0 "},null,10.392,0,0,0,0,0,0,0,0]
["01401_平成30年度",491,15,29,2018,"平成30年度","01401","共和町",null,{"v":14.136866385392494,"d":"14 "},{"v":1.1431208164115636,"d":"1 "},{"v":4.641942205879849,"d":"5 "},{"v":7.292288804049496,"d":"7 "},{"v":13.831533295345068,"d":"14 "},{"v":6.24611598077595,"d":"6 "},{"v":9.80832436556148,"d":"10 "},{"v":0.376608911945143,"d":"0 "},{"v":0,"d":"0 "},{"v":0.4487685312445917,"d":"0 "},null,{"v":552118,"d":"552,118 "},{"v":394,"d":"394 "},{"v":108,"d":"108 "},{"v":1394,"d":"1,394 "},{"v":2887,"d":"2,887 "},{"v":3806,"d":"3,806 "},{"v":2052,"d":"2,052 "},{"v":5942,"d":"5,942 "},{"v":0,"d":"0 "},{"v":0.4487685312445917,"d":"0 "},null,{"v":4492735.257049079,"d":"4,492,735 "},{"v":734242.1131047161,"d":"734,242 "},{"v":657717.6458834414,"d":"657,718 "},{"v":8822680.387828225,"d":"8,822,680 "},{"v":10698719.7581542,"d":"10,698,720 "},{"v":0,"d":"0 "},{"v":0,"d":"0 "},{"v":817922.8998486175,"d":"817,923 "},{"v":0,"d":"0 "},{"v":0,"d":"0 "},{"v":26224018.06186828,"d":"26,224,018 "},null,{"v":45,"d":"45 "},{"v":13,"d":"13 "},{"v":1,"d":"1 "},{"v":0,"d":"0 "},{"v":0,"d":"0 "},{"v":0,"d":"0 "},null,null,{"v":256.013,"d":"256 "},{"v":288.64,"d":"289 "},{"v":20,"d":"20 "},{"v":0,"d":"0 "},{"v":0,"d":"0 "},{"v":0,"d":"0 "},null,null,{"v":0,"d":"0 "},{"v":0,"d":"0 "},{"v":11.602,"d":"12 "},{"v":0,"d":"0 "},{"v":0,"d":"0 "},{"v":0,"d":"0 "},null,{"v":0,"d":"0 "},{"v":0,"d":"0 "},{"v":1,"d":"1 "},{"v":0,"d":"0 "},{"v":0,"d":"0 "},{"v":0,"d":"0 "},null,11.602,0,0,0,0,0,0,0,0]
["01401_令和元年度",492,16,29,2019,"令和元年度","01401","共和町",null,{"v":12.279398109549636,"d":"12 "},{"v":1.0607319436819456,"d":"1 "},{"v":4.662739690844185,"d":"5 "},{"v":6.541845218562942,"d":"7 "},{"v":13.919901809575077,"d":"14 "},{"v":6.013733215877178,"d":"6 "},{"v":9.24659090428383,"d":"9 "},{"v":0.361498466088602,"d":"0 "},{"v":0,"d":"0 "},{"v":0.5339945213565503,"d":"1 "},null,{"v":504488,"d":"504,488 "},{"v":394,"d":"394 "},{"v":108,"d":"108 "},{"v":1394,"d":"1,394 "},{"v":2870,"d":"2,870 "},{"v":3765,"d":"3,765 "},{"v":1920,"d":"1,920 "},{"v":5858,"d":"5,858 "},{"v":0,"d":"0 "},{"v":0.5339945213565503,"d":"1 "},null,{"v":4028250.970698202,"d":"4,028,251 "},{"v":734024.6834086863,"d":"734,025 "},{"v":710138.5958784813,"d":"710,139 "},{"v":8645494.363226198,"d":"8,645,494 "},{"v":11219038.33746858,"d":"11,219,038 "},{"v":0,"d":"0 "},{"v":0,"d":"0 "},{"v":797815.5009996105,"d":"797,816 "},{"v":0,"d":"0 "},{"v":0,"d":"0 "},{"v":26134762.45167976,"d":"26,134,762 "},null,{"v":47,"d":"47 "},{"v":13,"d":"13 "},{"v":1,"d":"1 "},{"v":0,"d":"0 "},{"v":0,"d":"0 "},{"v":0,"d":"0 "},null,null,{"v":277.813,"d":"278 "},{"v":288.34,"d":"288 "},{"v":19.5,"d":"20 "},{"v":0,"d":"0 "},{"v":0,"d":"0 "},{"v":0,"d":"0 "},null,null,{"v":0,"d":"0 "},{"v":0,"d":"0 "},{"v":11.543,"d":"12 "},{"v":0,"d":"0 "},{"v":0,"d":"0 "},{"v":0,"d":"0 "},null,{"v":0,"d":"0 "},{"v":0,"d":"0 "},{"v":1,"d":"1 "},{"v":0,"d":"0 "},{"v":0,"d":"0 "},{"v":0,"d":"0 "},null,11.543,0,0,0,0,0,0,0,0]
["01401_令和2年度",493,17,29,2020,"令和2年度","01401","共和町",null,{"v":10.98694701287559,"d":"11 "},{"v":1.0650264555100155,"d":"1 "},{"v":4.907368944048224,"d":"5 "},{"v":5.239226650418789,"d":"5 "},{"v":12.580558801967257,"d":"13 "},{"v":5.245090106622928,"d":"5 "},{"v":8.586168367020592,"d":"9 "},{"v":0.337844945075811,"d":"0 "},{"v":0,"d":"0 "},{"v":0.6678774599414928,"d":"1 "},null,{"v":511689,"d":"511,689 "},{"v":366,"d":"366 "},{"v":101,"d":"101 "},{"v":1174,"d":"1,174 "},{"v":2830,"d":"2,830 "},{"v":3748,"d":"3,748 "},{"v":1895,"d":"1,895 "},{"v":5730,"d":"5,730 "},{"v":0,"d":"0 "},{"v":0.6678774599414928,"d":"1 "},null,{"v":3995220.347097073,"d":"3,995,220 "},{"v":682363.0847356872,"d":"682,363 "},{"v":719657.2546229478,"d":"719,657 "},{"v":6740734.266567524,"d":"6,740,734 "},{"v":11621360.53217246,"d":"11,621,361 "},null,null,{"v":747828.6616277935,"d":"747,829 "},null,null,{"v":24507164.146823484,"d":"24,507,164 "},null,{"v":50,"d":"50 "},{"v":13,"d":"13 "},{"v":1,"d":"1 "},{"v":0,"d":"0 "},{"v":0,"d":"0 "},{"v":0,"d":"0 "},null,null,{"v":304.442,"d":"304 "},{"v":288.34,"d":"288 "},{"v":19.5,"d":"20 "},{"v":0,"d":"0 "},{"v":0,"d":"0 "},{"v":0,"d":"0 "},null,null,{"v":0,"d":"0 "},{"v":0,"d":"0 "},{"v":10.737,"d":"11 "},{"v":0,"d":"0 "},{"v":0,"d":"0 "},{"v":0,"d":"0 "},null,{"v":0,"d":"0 "},{"v":0,"d":"0 "},{"v":1,"d":"1 "},{"v":0,"d":"0 "},{"v":0,"d":"0 "},{"v":0,"d":"0 "},null,10.737,0,0,0,0,0,0,0,0]
["01401_令和3年度",493,18,29,2021,"令和3年度","01401","共和町",null,{"v":12.964388199784311,"d":"13 "},{"v":1.0259161098238274,"d":"1 "},{"v":4.47841064125901,"d":"4 "},{"v":5.3210450008296215,"d":"5 "},{"v":12.301699406798027,"d":"12 "},{"v":5.051907275159507,"d":"5 "},{"v":8.930784230928912,"d":"9 "},{"v":0.33041264076209,"d":"0 "},{"v":0,"d":"0 "},{"v":0.4413015115667026,"d":"0 "},null,{"v":620044,"d":"620,044 "},{"v":366,"d":"366 "},{"v":101,"d":"101 "},{"v":1174,"d":"1,174 "},{"v":2801,"d":"2,801 "},{"v":3717,"d":"3,717 "},{"v":1922,"d":"1,922 "},{"v":5659,"d":"5,659 "},{"v":0,"d":"0 "},{"v":0.4413015115667026,"d":"0 "},null,{"v":4749270.151013262,"d":"4,749,270 "},{"v":694146.4241279952,"d":"694,146 "},{"v":645214.6102171827,"d":"645,215 "},{"v":7396583.652641583,"d":"7,396,584 "},{"v":11204571.00604389,"d":"11,204,571 "},{"v":0,"d":"0 "},{"v":0,"d":"0 "},{"v":742822.3411043567,"d":"742,822 "},{"v":0,"d":"0 "},{"v":0,"d":"0 "},{"v":25432608.18514827,"d":"25,432,608 "},null,{"v":52,"d":"52 "},{"v":13,"d":"13 "},{"v":1,"d":"1 "},{"v":0,"d":"0 "},{"v":0,"d":"0 "},{"v":0,"d":"0 "},null,null,{"v":314.542,"d":"315 "},{"v":288.34,"d":"288 "},{"v":19.5,"d":"20 "},{"v":0,"d":"0 "},{"v":0,"d":"0 "},{"v":0,"d":"0 "},null,null,{"v":0,"d":"0 "},{"v":0,"d":"0 "},{"v":13.452,"d":"13 "},{"v":0,"d":"0 "},{"v":0,"d":"0 "},{"v":0,"d":"0 "},null,{"v":0,"d":"0 "},{"v":0,"d":"0 "},{"v":1,"d":"1 "},{"v":0,"d":"0 "},{"v":0,"d":"0 "},{"v":0,"d":"0 "},null,13.452,0,0,0,0,0,0,0,0]
["01401_令和4年度",493,19,29,2022,"令和4年度","01401","共和町",null,{"v":10.544638399786503,"d":"11 "},{"v":0.981344237669905,"d":"1 "},{"v":4.015486431766123,"d":"4 "},{"v":5.425084369642754,"d":"5 "},{"v":11.89457713156447,"d":"12 "},{"v":5.3057493715670745,"d":"5 "},{"v":9.323020320653242,"d":"9 "},{"v":0.32425509252902013,"d":"0 "},{"v":0,"d":"0 "},{"v":0.6244853337746576,"d":"1 "},null,{"v":620265,"d":"620,265 "},{"v":366,"d":"366 "},{"v":101,"d":"101 "},{"v":1174,"d":"1,174 "},{"v":2750,"d":"2,750 "},{"v":3709,"d":"3,709 "},{"v":2037,"d":"2,037 "},{"v":5508,"d":"5,508 "},{"v":0,"d":"0 "},{"v":0.6244853337746576,"d":"1 "},null,{"v":4235495.550214908,"d":"4,235,496 "},{"v":700244.2031903549,"d":"700,244 "},{"v":716194.1489153,"d":"716,194 "},{"v":7345727.520421034,"d":"7,345,728 "},{"v":11197627.880460847,"d":"11,197,628 "},{"v":0,"d":"0 "},{"v":0,"d":"0 "},{"v":711233.1375943925,"d":"711,233 "},{"v":0,"d":"0 "},{"v":0,"d":"0 "},{"v":24906522.440796837,"d":"24,906,522 "},null,{"v":53,"d":"53 "},{"v":13,"d":"13 "},{"v":1,"d":"1 "},{"v":0,"d":"0 "},{"v":0,"d":"0 "},{"v":0,"d":"0 "},null,null,{"v":323.642,"d":"324 "},{"v":288.34,"d":"288 "},{"v":19.5,"d":"20 "},{"v":0,"d":"0 "},{"v":0,"d":"0 "},{"v":0,"d":"0 "}]
["01401_令和5年度",493,20,29,2023,"令和5年度","01401","共和町",{"$nulls":35},{"v":55,"d":"55 "},{"v":13,"d":"13 "},{"v":1,"d":"1 "},{"v":0,"d":"0 "},{"v":0,"d":"0 "},{"v":0,"d":"0 "},null,null,{"v":337.542,"d":"338 "},{"v":288.34,"d":"288 "},{"v":19.5,"d":"20 "},{"v":0,"d":"0 "},{"v":0,"d":"0 "},{"v":0,"d":"0 "}]
["01401_令和6年度",493,21,29,2024,"令和6年度","01401","共和町"]
["01641_平成2年度",290,1,18,1990,"平成2年度","01641","大樹町",null,{"v":44.52792005762747,"d":"45 "},{"v":2.158822668086035,"d":"2 "},{"v":22.9983001872141,"d":"23 "},{"v":5.376860698597214,"d":"5 "},{"v":11.19544726214832,"d":"11 "},{"v":6.800195672907246,"d":"7 "},{"v":13.75554943973376,"d":"14 "},{"v":0.4608721224949,"d":"0 "},{"v":0,"d":"0 "},{"v":0.3752939072270112,"d":"0 "},null,{"v":1250186,"d":"1,250,186 "},{"v":395,"d":"395 "},{"v":269,"d":"269 "},{"v":1803,"d":"1,803 "},{"v":2395,"d":"2,395 "},{"v":2797,"d":"2,797 "},{"v":3340,"d":"3,340 "},{"v":7483,"d":"7,483 "},{"v":0,"d":"0 "},{"v":0.3752939072270112,"d":"0 "},{"$nulls":29},"","","","","","",null,"","","","","",""]
["01641_平成17年度",291,2,18,2005,"平成17年度","01641","大樹町",null,{"v":44.70264499279048,"d":"45 "},{"v":1.186741943589239,"d":"1 "},{"v":39.30230849036336,"d":"39 "},{"v":7.992752724187162,"d":"8 "},{"v":13.02737564038359,"d":"13 "},{"v":8.324123038147441,"d":"8 "},{"v":10.86191317735392,"d":"11 "},{"v":0.383237631697802,"d":"0 "},{"v":0,"d":"0 "},{"v":1.25992222615814,"d":"1 "},null,{"v":1380658,"d":"1,380,658 "},{"v":362,"d":"362 "},{"v":349,"d":"349 "},{"v":1298,"d":"1,298 "},{"v":2656,"d":"2,656 "},{"v":3962,"d":"3,962 "},{"v":2160,"d":"2,160 "},{"v":6505,"d":"6,505 "},{"v":0,"d":"0 "},{"v":1.25992222615814,"d":"1 "},{"$nulls":29},"","","","","","",null,"","","","","",""]
["01641_平成18年度",292,3,18,2006,"平成18年度","01641","大樹町",null,"","","","","","","","","","",null,"","","","","","","","","","",null,"","","","","","","","","","",null,null,"","","","","","","",null,"","","","","","","",null,"","","","","","",null,"","","","","",""]
["01641_平成19年度",293,4,18,2007,"平成19年度","01641","大樹町",null,{"v":47.51473249877297,"d":"48 "},{"v":0.9046756689433212,"d":"1 "},{"v":26.59029657032654,"d":"27 "},{"v":9.286637616998537,"d":"9 "},{"v":12.86599138669287,"d":"13 "},{"v":7.886153532450423,"d":"8 "},{"v":10.86663500130521,"d":"11 "},{"v":0.389767918238735,"d":"0 "},{"v":0,"d":"0 "},{"v":1.040286608737706,"d":"1 "},null,{"v":1560394,"d":"1,560,394 "},{"v":301,"d":"301 "},{"v":324,"d":"324 "},{"v":1889,"d":"1,889 "},{"v":2630,"d":"2,630 "},{"v":3902,"d":"3,902 "},{"v":2128,"d":"2,128 "},{"v":6266,"d":"6,266 "},{"v":0,"d":"0 "},{"v":1.040286608737706,"d":"1 "},{"$nulls":29},"","","","","","",null,"","","","","",""]
["01641_平成20年度",294,5,18,2008,"平成20年度","01641","大樹町",null,{"v":46.55521673134526,"d":"47 "},{"v":0.7939953627828946,"d":"1 "},{"v":22.95971751937678,"d":"23 "},{"v":10.86626528785466,"d":"11 "},{"v":13.0689141749608,"d":"13 "},{"v":7.671466950310945,"d":"8 "},{"v":10.39008881878117,"d":"10 "},{"v":0.378503843514256,"d":"0 "},{"v":0,"d":"0 "},{"v":0.6116621816427863,"d":"1 "},null,{"v":1606382,"d":"1,606,382 "},{"v":301,"d":"301 "},{"v":324,"d":"324 "},{"v":1889,"d":"1,889 "},{"v":2636,"d":"2,636 "},{"v":3929,"d":"3,929 "},{"v":2037,"d":"2,037 "},{"v":6185,"d":"6,185 "},{"v":0,"d":"0 "},{"v":0.6116621816427863,"d":"1 "},{"$nulls":29},"","","","","","",null,"","","","","",""]
["01641_平成21年度",295,6,18,2009,"平成21年度","01641","大樹町",null,{"v":48.99959731013542,"d":"49 "},{"v":0.6116715767502853,"d":"1 "},{"v":24.79763788028412,"d":"25 "},{"v":8.125915168091705,"d":"8 "},{"v":11.20823842133643,"d":"11 "},{"v":7.730585929751916,"d":"8 "},{"v":9.946850670514703,"d":"10 "},{"v":0.354506236166451,"d":"0 "},{"v":0,"d":"0 "},{"v":0.4604827166337192,"d":"0 "},null,{"v":1707395,"d":"1,707,395 "},{"v":284,"d":"284 "},{"v":401,"d":"401 "},{"v":1784,"d":"1,784 "},{"v":2632,"d":"2,632 "},{"v":3908,"d":"3,908 "},{"v":2002,"d":"2,002 "},{"v":6081,"d":"6,081 "},{"v":0,"d":"0 "},{"v":0.4604827166337192,"d":"0 "},{"$nulls":29},{"v":0,"d":"0 "},{"v":0,"d":"0 "},{"v":34.6,"d":"35 "},{"v":0,"d":"0 "},{"v":0,"d":"0 "},{"v":0,"d":"0 "},null,{"v":0,"d":"0 "},{"v":0,"d":"0 "},{"v":1,"d":"1 "},{"v":0,"d":"0 "},{"v":0,"d":"0 "},{"v":0,"d":"0 "},null,34.6,0,0,0,0,0,0,0,0]
["01641_平成22年度",296,7,18,2010,"平成22年度","01641","大樹町",null,{"v":37.52401025906929,"d":"38 "},{"v":0.6379160948125049,"d":"1 "},{"v":22.57582539811923,"d":"23 "},{"v":7.27382737929018,"d":"7 "},{"v":11.04566298434272,"d":"11 "},{"v":7.769651381346611,"d":"8 "},{"v":10.05384707626309,"d":"10 "},{"v":0.367467355854274,"d":"0 "},{"v":0,"d":"0 "},{"v":0.3148031534177821,"d":"0 "},null,{"v":1463668,"d":"1,463,668 "},{"v":284,"d":"284 "},{"v":401,"d":"401 "},{"v":1784,"d":"1,784 "},{"v":2638,"d":"2,638 "},{"v":3946,"d":"3,946 "},{"v":1973,"d":"1,973 "},{"v":6040,"d":"6,040 "},{"v":0,"d":"0 "},{"v":0.3148031534177821,"d":"0 "},{"$nulls":29},{"v":0,"d":"0 "},{"v":0,"d":"0 "},{"v":0,"d":"0 "},{"v":0,"d":"0 "},{"v":0,"d":"0 "},{"v":0,"d":"0 "},null,{"v":0,"d":"0 "},{"v":0,"d":"0 "},{"v":0,"d":"0 "},{"v":0,"d":"0 "},{"v":0,"d":"0 "},{"v":0,"d":"0 "},null,0,0,0,0,0,0,0,0,0]
["01641_平成23年度",297,8,18,2011,"平成23年度","01641","大樹町",null,{"v":40.68837894858959,"d":"41 "},{"v":0.8938391054182574,"d":"1 "},{"v":21.06489008037576,"d":"21 "},{"v":9.188888976349567,"d":"9 "},{"v":13.19463073818007,"d":"13 "},{"v":7.635278867965387,"d":"8 "},{"v":9.738564828764195,"d":"10 "},{"v":0.417062159439064,"d":"0 "},{"v":0,"d":"0 "},{"v":0.2536612745595741,"d":"0 "},null,{"v":1494723,"d":"1,494,723 "},{"v":284,"d":"284 "},{"v":401,"d":"401 "},{"v":1784,"d":"1,784 "},{"v":2618,"d":"2,618 "},{"v":3962,"d":"3,962 "},{"v":1968,"d":"1,968 "},{"v":5943,"d":"5,943 "},{"v":0,"d":"0 "},{"v":0.2536612745595741,"d":"0 "},{"$nulls":29},{"v":0,"d":"0 "},{"v":0,"d":"0 "},{"v":31.237,"d":"31 "},{"v":0,"d":"0 "},{"v":0,"d":"0 "},{"v":0,"d":"0 "},null,{"v":0,"d":"0 "},{"v":0,"d":"0 "},{"v":1,"d":"1 "},{"v":0,"d":"0 "},{"v":0,"d":"0 "},{"v":0,"d":"0 "},null,31.237,0,0,0,0,0,0,0,0]
["01641_平成24年度",298,9,18,2012,"平成24年度","01641","大樹町",null,{"v":41.61687724158386,"d":"42 "},{"v":1.006944322397315,"d":"1 "},{"v":21.2538477098704,"d":"21 "},{"v":11.4125709124299,"d":"11 "},{"v":14.66052383736854,"d":"15 "},{"v":7.622994753041637,"d":"8 "},{"v":9.788995823166989,"d":"10 "},{"v":0.450994746060551,"d":"0 "},{"v":0,"d":"0 "},{"v":0.2100102311350369,"d":"0 "},null,{"v":1464830,"d":"1,464,830 "},{"v":284,"d":"284 "},{"v":401,"d":"401 "},{"v":1784,"d":"1,784 "},{"v":2648,"d":"2,648 "},{"v":3987,"d":"3,987 "},{"v":1967,"d":"1,967 "},{"v":5915,"d":"5,915 "},{"v":0,"d":"0 "},{"v":0.2100102311350369,"d":"0 "},{"$nulls":29},{"v":0,"d":"0 "},{"v":0,"d":"0 "},{"v":34.749,"d":"35 "},{"v":0,"d":"0 "},{"v":0,"d":"0 "},{"v":0,"d":"0 "},null,{"v":0,"d":"0 "},{"v":0,"d":"0 "},{"v":1,"d":"1 "},{"v":0,"d":"0 "},{"v":0,"d":"0 "},{"v":0,"d":"0 "},null,34.749,0,0,0,0,0,0,0,0]
["01641_平成25年度",299,10,18,2013,"平成25年度","01641","大樹町",null,{"v":41.20344567026785,"d":"41 "},{"v":0.8322429171148256,"d":"1 "},{"v":18.76882342817722,"d":"19 "},{"v":10.61396380260083,"d":"11 "},{"v":14.19726647467972,"d":"14 "},{"v":7.304509707286799,"d":"7 "},{"v":9.686010640661534,"d":"10 "},{"v":0.457631551708976,"d":"0 "},{"v":0,"d":"0 "},{"v":0.3512838062696823,"d":"0 "},null,{"v":1476681,"d":"1,476,681 "},{"v":284,"d":"284 "},{"v":401,"d":"401 "},{"v":1784,"d":"1,784 "},{"v":2646,"d":"2,646 "},{"v":3991,"d":"3,991 "},{"v":1939,"d":"1,939 "},{"v":5916,"d":"5,916 "},{"v":0,"d":"0 "},{"v":0.3512838062696823,"d":"0 "},{"$nulls":29},{"v":0,"d":"0 "},{"v":0,"d":"0 "},{"v":40.493,"d":"40 "},{"v":0,"d":"0 "},{"v":0,"d":"0 "},{"v":0,"d":"0 "},null,{"v":0,"d":"0 "},{"v":0,"d":"0 "},{"v":1,"d":"1 "},{"v":0,"d":"0 "},{"v":0,"d":"0 "},{"v":0,"d":"0 "},null,40.493,0,0,0,0,0,0,0,0]
["01641_平成26年度",300,11,18,2014,"平成26年度","01641","大樹町",null,{"v":36.85821315744369,"d":"37 "},{"v":0.8634039620741183,"d":"1 "},{"v":15.45248187128736,"d":"15 "},{"v":10.99538423586878,"d":"11 "},{"v":15.01034679676493,"d":"15 "},{"v":6.985785523688321,"d":"7 "},{"v":9.635930463464359,"d":"10 "},{"v":0.433800779488187,"d":"0 "},{"v":0,"d":"0 "},{"v":0.3535008324507822,"d":"0 "},null,{"v":1467072,"d":"1,467,072 "},{"v":256,"d":"256 "},{"v":337,"d":"337 "},{"v":1757,"d":"1,757 "},{"v":2642,"d":"2,642 "},{"v":4020,"d":"4,020 "},{"v":1919,"d":"1,919 "},{"v":5845,"d":"5,845 "},{"v":0,"d":"0 "},{"v":0.3535008324507822,"d":"0 "},{"$nulls":13},{"v":58,"d":"58 "},{"v":20,"d":"20 "},{"v":0,"d":"0 "},{"v":0,"d":"0 "},{"v":0,"d":"0 "},{"v":2,"d":"2 "},null,null,{"v":293.189,"d":"293 "},{"v":3775.4,"d":"3,775 "},{"v":0,"d":"0 "},{"v":0,"d":"0 "},{"v":0,"d":"0 "},{"v":450,"d":"450 "},null,null,{"v":0,"d":"0 "},{"v":0,"d":"0 "},{"v":40.42,"d":"40 "},{"v":0,"d":"0 "},{"v":0,"d":"0 "},{"v":0,"d":"0 "},null,{"v":0,"d":"0 "},{"v":0,"d":"0 "},{"v":1,"d":"1 "},{"v":0,"d":"0 "},{"v":0,"d":"0 "},{"v":0,"d":"0 "},null,40.42,0,0,0,0,0,0,0,0]
["01641_平成27年度",301,12,18,2015,"平成27年度","01641","大樹町",null,{"v":49.86068644330381,"d":"50 "},{"v":0.8279146463800627,"d":"1 "},{"v":16.26534923012408,"d":"16 "},{"v":10.63883516946696,"d":"11 "},{"v":13.84688734049149,"d":"14 "},{"v":6.970831551036147,"d":"7 "},{"v":9.60836633820353,"d":"10 "},{"v":0.418778025969175,"d":"0 "},{"v":0,"d":"0 "},{"v":0.534700537569783,"d":"1 "},null,{"v":1989792,"d":"1,989,792 "},{"v":256,"d":"256 "},{"v":337,"d":"337 "},{"v":1757,"d":"1,757 "},{"v":2648,"d":"2,648 "},{"v":4050,"d":"4,050 "},{"v":1912,"d":"1,912 "},{"v":5764,"d":"5,764 "},{"v":0,"d":"0 "},{"v":0.534700537569783,"d":"1 "},null,{"v":15355822.93219165,"d":"15,355,823 "},{"v":551573.1862566258,"d":"551,573 "},{"v":2103139.980335123,"d":"2,103,140 "},{"v":11174662.60553698,"d":"11,174,663 "},{"v":11728118.10332375,"d":"11,728,118 "},{"v":0,"d":"0 "},{"v":0,"d":"0 "},{"v":789932.0209293922,"d":"789,932 "},{"v":0,"d":"0 "},{"v":0,"d":"0 "},{"v":41703248.82857352,"d":"41,703,249 "},null,{"v":72,"d":"72 "},{"v":21,"d":"21 "},{"v":0,"d":"0 "},{"v":0,"d":"0 "},{"v":0,"d":"0 "},{"v":2,"d":"2 "},null,null,{"v":386.889,"d":"387 "},{"v":6775.4,"d":"6,775 "},{"v":0,"d":"0 "},{"v":0,"d":"0 "},{"v":0,"d":"0 "},{"v":450,"d":"450 "},null,null,{"v":0,"d":"0 "},{"v":0,"d":"0 "},{"v":39.967,"d":"40 "},{"v":0,"d":"0 "},{"v":0,"d":"0 "},{"v":0,"d":"0 "},null,{"v":0,"d":"0 "},{"v":0,"d":"0 "},{"v":1,"d":"1 "},{"v":0,"d":"0 "},{"v":0,"d":"0 "},{"v":0,"d":"0 "},null,39.967,0,0,0,0,0,0,0,0]
["01641_平成28年度",302,13,18,2016,"平成28年度","01641","大樹町",null,{"v":57.02714284911234,"d":"57 "},{"v":0.7809537198956253,"d":"1 "},{"v":17.490913593077206,"d":"17 "},{"v":9.121567332683796,"d":"9 "},{"v":14.235583981229338,"d":"14 "},{"v":6.940590723964031,"d":"7 "},{"v":11.141049394801227,"d":"11 "},{"v":0.40521594378294296,"d":"0 "},{"v":0,"d":"0 "},{"v":0.6017556166929824,"d":"1 "},null,{"v":2166239,"d":"2,166,239 "},{"v":256,"d":"256 "},{"v":337,"d":"337 "},{"v":1757,"d":"1,757 "},{"v":2677,"d":"2,677 "},{"v":4082,"d":"4,082 "},{"v":2293,"d":"2,293 "},{"v":5737,"d":"5,737 "},{"v":0,"d":"0 "},{"v":0.6017556166929824,"d":"1 "},null,{"v":17870379.73767142,"d":"17,870,380 "},{"v":525762.0491454891,"d":"525,762 "},{"v":1782514.766824572,"d":"1,782,515 "},{"v":11154541.25705316,"d":"11,154,541 "},{"v":11777007.19615019,"d":"11,777,007 "},{"v":0,"d":"0 "},{"v":0,"d":"0 "},{"v":786842.6091420769,"d":"786,843 "},{"v":0,"d":"0 "},{"v":0,"d":"0 "},{"v":43897047.61598691,"d":"43,897,048 "},null,{"v":76,"d":"76 "},{"v":25,"d":"25 "},{"v":0,"d":"0 "},{"v":0,"d":"0 "},{"v":0,"d":"0 "},{"v":2,"d":"2 "},null,null,{"v":408.489,"d":"408 "},{"v":6971.4,"d":"6,971 "},{"v":0,"d":"0 "},{"v":0,"d":"0 "},{"v":0,"d":"0 "},{"v":450,"d":"450 "},null,null,{"v":0,"d":"0 "},{"v":0,"d":"0 "},{"v":39.751,"d":"40 "},{"v":0,"d":"0 "},{"v":0,"d":"0 "},{"v":0,"d":"0 "},null,{"v":0,"d":"0 "},{"v":0,"d":"0 "},{"v":1,"d":"1 "},{"v":0,"d":"0 "},{"v":0,"d":"0 "},{"v":0,"d":"0 "},null,39.751,0,0,0,0,0,0,0,0]
["01641_平成29年度",303,14,18,2017,"平成29年度","01641","大樹町",null,{"v":57.34945710350433,"d":"57 "},{"v":0.7980177710822793,"d":"1 "},{"v":15.789223572563795,"d":"16 "},{"v":9.146104079596169,"d":"9 "},{"v":14.02921126077261,"d":"14 "},{"v":6.832354461974358,"d":"7 "},{"v":11.16220575485644,"d":"11 "},{"v":0.385910498685764,"d":"0 "},{"v":0,"d":"0 "},{"v":0.4316478886456898,"d":"0 "},null,{"v":2143586,"d":"2,143,586 "},{"v":256,"d":"256 "},{"v":337,"d":"337 "},{"v":1757,"d":"1,757 "},{"v":2696,"d":"2,696 "},{"v":4085,"d":"4,085 "},{"v":2312,"d":"2,312 "},{"v":5650,"d":"5,650 "},{"v":0,"d":"0 "},{"v":0.4316478886456898,"d":"0 "},null,{"v":17376494.14564598,"d":"17,376,494 "},{"v":527289.6761033983,"d":"527,290 "},{"v":2177530.383396538,"d":"2,177,530 "},{"v":10878570.88497399,"d":"10,878,571 "},{"v":10755189.35831949,"d":"10,755,189 "},{"v":0,"d":"0 "},{"v":0,"d":"0 "},{"v":776122.8842911744,"d":"776,123 "},{"v":0,"d":"0 "},{"v":0,"d":"0 "},{"v":42491197.33273057,"d":"42,491,197 "},null,{"v":79,"d":"79 "},{"v":26,"d":"26 "},{"v":0,"d":"0 "},{"v":0,"d":"0 "},{"v":0,"d":"0 "},{"v":2,"d":"2 "},null,null,{"v":433.089,"d":"433 "},{"v":6987.9,"d":"6,988 "},{"v":0,"d":"0 "},{"v":0,"d":"0 "},{"v":0,"d":"0 "},{"v":450,"d":"450 "},null,null,{"v":0,"d":"0 "},{"v":0,"d":"0 "},{"v":34.062,"d":"34 "},{"v":0,"d":"0 "},{"v":0,"d":"0 "},{"v":0,"d":"0 "},null,{"v":0,"d":"0 "},{"v":0,"d":"0 "},{"v":1,"d":"1 "},{"v":0,"d":"0 "},{"v":0,"d":"0 "},{"v":0,"d":"0 "},null,34.062,0,0,0,0,0,0,0,0]
["01641_平成30年度",304,15,18,2018,"平成30年度","01641","大樹町",null,{"v":58.40908752711717,"d":"58 "},{"v":0.7427383984806097,"d":"1 "},{"v":14.48457892019916,"d":"14 "},{"v":9.191213363497106,"d":"9 "},{"v":13.064977934328367,"d":"13 "},{"v":6.776198866164975,"d":"7 "},{"v":11.137132442377315,"d":"11 "},{"v":0.356643949430381,"d":"0 "},{"v":0,"d":"0 "},{"v":0.682152853494708,"d":"1 "},null,{"v":2281178,"d":"2,281,178 "},{"v":256,"d":"256 "},{"v":337,"d":"337 "},{"v":1757,"d":"1,757 "},{"v":2727,"d":"2,727 "},{"v":4129,"d":"4,129 "},{"v":2330,"d":"2,330 "},{"v":5627,"d":"5,627 "},{"v":0,"d":"0 "},{"v":0.682152853494708,"d":"1 "},null,{"v":18562569.64671447,"d":"18,562,570 "},{"v":477071.0176517951,"d":"477,071 "},{"v":2052322.654284443,"d":"2,052,323 "},{"v":11120121.55051233,"d":"11,120,122 "},{"v":10105787.59282525,"d":"10,105,788 "},{"v":0,"d":"0 "},{"v":0,"d":"0 "},{"v":774562.7999744482,"d":"774,563 "},{"v":0,"d":"0 "},{"v":0,"d":"0 "},{"v":43092435.261962734,"d":"43,092,435 "},null,{"v":81,"d":"81 "},{"v":30,"d":"30 "},{"v":0,"d":"0 "},{"v":0,"d":"0 "},{"v":0,"d":"0 "},{"v":2,"d":"2 "},null,null,{"v":448.089,"d":"448 "},{"v":8939,"d":"8,939 "},{"v":0,"d":"0 "},{"v":0,"d":"0 "},{"v":0,"d":"0 "},{"v":450,"d":"450 "},null,null,{"v":0,"d":"0 "},{"v":0,"d":"0 "},{"v":35.229,"d":"35 "},{"v":0,"d":"0 "},{"v":0,"d":"0 "},{"v":0,"d":"0 "},null,{"v":0,"d":"0 "},{"v":0,"d":"0 "},{"v":1,"d":"1 "},{"v":0,"d":"0 "},{"v":0,"d":"0 "},{"v":0,"d":"0 "},null,35.229,0,0,0,0,0,0,0,0]
["01641_令和元年度",305,16,18,2019,"令和元年度","01641","大樹町",null,{"v":57.74238923204505,"d":"58 "},{"v":0.6892065420877616,"d":"1 "},{"v":14.549474776060098,"d":"15 "},{"v":8.245352976337943,"d":"8 "},{"v":13.25543262911801,"d":"13 "},{"v":6.518471515005249,"d":"7 "},{"v":9.203247509419999,"d":"9 "},{"v":0.341010673200002,"d":"0 "},{"v":0,"d":"0 "},{"v":0.49192432666648883,"d":"0 "},null,{"v":2372294,"d":"2,372,294 "},{"v":256,"d":"256 "},{"v":337,"d":"337 "},{"v":1757,"d":"1,757 "},{"v":2733,"d":"2,733 "},{"v":4081,"d":"4,081 "},{"v":1911,"d":"1,911 "},{"v":5526,"d":"5,526 "},{"v":0,"d":"0 "},{"v":0.4919243266664888,"d":"0 "},null,{"v":18942364.55234123,"d":"18,942,365 "},{"v":476929.7435345779,"d":"476,930 "},{"v":2215895.433435631,"d":"2,215,895 "},{"v":10896795.98004909,"d":"10,896,796 "},{"v":10683495.39243959,"d":"10,683,495 "},{"v":0,"d":"0 "},{"v":0,"d":"0 "},{"v":752599.6002942723,"d":"752,600 "},{"v":0,"d":"0 "},{"v":0,"d":"0 "},{"v":43968080.70209439,"d":"43,968,081 "},null,{"v":85,"d":"85 "},{"v":40,"d":"40 "},{"v":0,"d":"0 "},{"v":0,"d":"0 "},{"v":0,"d":"0 "},{"v":2,"d":"2 "},null,null,{"v":477.6890000000001,"d":"478 "},{"v":10611.1,"d":"10,611 "},{"v":0,"d":"0 "},{"v":0,"d":"0 "},{"v":0,"d":"0 "},{"v":450,"d":"450 "},null,null,{"v":0,"d":"0 "},{"v":0,"d":"0 "},{"v":38.207,"d":"38 "},{"v":0,"d":"0 "},{"v":0,"d":"0 "},{"v":0,"d":"0 "},null,{"v":0,"d":"0 "},{"v":0,"d":"0 "},{"v":1,"d":"1 "},{"v":0,"d":"0 "},{"v":0,"d":"0 "},{"v":0,"d":"0 "},null,38.207,0,0,0,0,0,0,0,0]
["01641_令和2年度",306,17,18,2020,"令和2年度","01641","大樹町",null,{"v":30.61232794477429,"d":"31 "},{"v":0.6750987368260208,"d":"1 "},{"v":29.347038041634924,"d":"29 "},{"v":8.528247128577773,"d":"9 "},{"v":12.109343525285798,"d":"12 "},{"v":5.736292515220754,"d":"6 "},{"v":8.722097153833584,"d":"9 "},{"v":0.321394903247512,"d":"0 "},{"v":0,"d":"0 "},{"v":0.4712591152932784,"d":"0 "},null,{"v":1425691,"d":"1,425,691 "},{"v":232,"d":"232 "},{"v":604,"d":"604 "},{"v":1911,"d":"1,911 "},{"v":2724,"d":"2,724 "},{"v":4099,"d":"4,099 "},{"v":1925,"d":"1,925 "},{"v":5451,"d":"5,451 "},{"v":0,"d":"0 "},{"v":0.4712591152932784,"d":"0 "},null,{"v":11131663.35776844,"d":"11,131,663 "},{"v":432536.16300185636,"d":"432,536 "},{"v":4303692.88903228,"d":"4,303,693 "},{"v":10972353.648560936,"d":"10,972,354 "},{"v":11186072.82319356,"d":"11,186,073 "},null,null,{"v":711416.0618731418,"d":"711,416 "},null,null,{"v":38737734.943430215,"d":"38,737,735 "},null,{"v":88,"d":"88 "},{"v":52,"d":"52 "},{"v":0,"d":"0 "},{"v":0,"d":"0 "},{"v":0,"d":"0 "},{"v":2,"d":"2 "},null,null,{"v":496.069,"d":"496 "},{"v":11200,"d":"11,200 "},{"v":0,"d":"0 "},{"v":0,"d":"0 "},{"v":0,"d":"0 "},{"v":450,"d":"450 "},null,null,{"v":0,"d":"0 "},{"v":0,"d":"0 "},{"v":37.006,"d":"37 "},{"v":0,"d":"0 "},{"v":0,"d":"0 "},{"v":0,"d":"0 "},null,{"v":0,"d":"0 "},{"v":0,"d":"0 "},{"v":1,"d":"1 "},{"v":0,"d":"0 "},{"v":0,"d":"0 "},{"v":0,"d":"0 "},null,37.006,0,0,0,0,0,0,0,0]
["01641_令和3年度",306,18,18,2021,"令和3年度","01641","大樹町",null,{"v":31.846578729398054,"d":"32 "},{"v":0.6503074794511693,"d":"1 "},{"v":26.781782448717244,"d":"27 "},{"v":8.661428446835952,"d":"9 "},{"v":12.025009987794718,"d":"12 "},{"v":5.549350929372147,"d":"6 "},{"v":8.995836769551705,"d":"9 "},{"v":0.316633283416295,"d":"0 "},{"v":0,"d":"0 "},{"v":0.5768305509198404,"d":"1 "},null,{"v":1523117,"d":"1,523,117 "},{"v":232,"d":"232 "},{"v":604,"d":"604 "},{"v":1911,"d":"1,911 "},{"v":2738,"d":"2,738 "},{"v":4083,"d":"4,083 "},{"v":1936,"d":"1,936 "},{"v":5423,"d":"5,423 "},{"v":0,"d":"0 "},{"v":0.5768305509198404,"d":"1 "},null,{"v":11666420.616280241,"d":"11,666,421 "},{"v":440005.38360025926,"d":"440,005 "},{"v":3858511.134368102,"d":"3,858,511 "},{"v":12039924.497613344,"d":"12,039,924 "},{"v":10952558.16299471,"d":"10,952,558 "},{"v":0,"d":"0 "},{"v":0,"d":"0 "},{"v":711844.0635817152,"d":"711,844 "},{"v":0,"d":"0 "},{"v":0,"d":"0 "},{"v":39669263.85843837,"d":"39,669,264 "},null,{"v":93,"d":"93 "},{"v":55,"d":"55 "},{"v":0,"d":"0 "},{"v":0,"d":"0 "},{"v":0,"d":"0 "},{"v":2,"d":"2 "},null,null,{"v":530.262,"d":"530 "},{"v":11348,"d":"11,348 "},{"v":0,"d":"0 "},{"v":0,"d":"0 "},{"v":0,"d":"0 "},{"v":450,"d":"450 "},null,null,{"v":0,"d":"0 "},{"v":0,"d":"0 "},{"v":39.349,"d":"39 "},{"v":0,"d":"0 "},{"v":0,"d":"0 "},{"v":0,"d":"0 "},null,{"v":0,"d":"0 "},{"v":0,"d":"0 "},{"v":1,"d":"1 "},{"v":0,"d":"0 "},{"v":0,"d":"0 "},{"v":0,"d":"0 "},null,39.349,0,0,0,0,0,0,0,0]
["01641_令和4年度",306,19,18,2022,"令和4年度","01641","大樹町",null,{"v":26.34479128687053,"d":"26 "},{"v":0.6220542708727267,"d":"1 "},{"v":24.013404007789493,"d":"24 "},{"v":8.830780434742165,"d":"9 "},{"v":12.084890365669501,"d":"12 "},{"v":5.812148745396878,"d":"6 "},{"v":8.906528003923027,"d":"9 "},{"v":0.3201930733960313,"d":"0 "},{"v":0,"d":"0 "},{"v":0.5875381010897809,"d":"1 "},null,{"v":1549674,"d":"1,549,674 "},{"v":232,"d":"232 "},{"v":604,"d":"604 "},{"v":1911,"d":"1,911 "},{"v":2794,"d":"2,794 "},{"v":4063,"d":"4,063 "},{"v":1946,"d":"1,946 "},{"v":5439,"d":"5,439 "},{"v":0,"d":"0 "},{"v":0.5875381010897809,"d":"1 "},null,{"v":10581988.877792135,"d":"10,581,989 "},{"v":443870.6424594599,"d":"443,871 "},{"v":4282982.831137042,"d":"4,282,983 "},{"v":11957142.497039689,"d":"11,957,142 "},{"v":11376789.926548222,"d":"11,376,790 "},{"v":0,"d":"0 "},{"v":0,"d":"0 "},{"v":702323.3542803016,"d":"702,323 "},{"v":0,"d":"0 "},{"v":0,"d":"0 "},{"v":39345098.129256845,"d":"39,345,098 "},null,{"v":96,"d":"96 "},{"v":56,"d":"56 "},{"v":0,"d":"0 "},{"v":0,"d":"0 "},{"v":0,"d":"0 "},{"v":2,"d":"2 "},null,null,{"v":552.462,"d":"552 "},{"v":11397.5,"d":"11,398 "},{"v":0,"d":"0 "},{"v":0,"d":"0 "},{"v":0,"d":"0 "},{"v":450,"d":"450 "}]
["01641_令和5年度",306,20,18,2023,"令和5年度","01641","大樹町",{"$nulls":35},{"v":103,"d":"103 "},{"v":59,"d":"59 "},{"v":0,"d":"0 "},{"v":0,"d":"0 "},{"v":0,"d":"0 "},{"v":2,"d":"2 "},null,null,{"v":606.3619999999999,"d":"606 "},{"v":11546,"d":"11,546 "},{"v":0,"d":"0 "},{"v":0,"d":"0 "},{"v":0,"d":"0 "},{"v":450,"d":"450 "}]
["01641_令和6年度",306,21,18,2024,"令和6年度","01641","大樹町"]
["01663_平成2年度",35,1,3,1990,"平成2年度","01663","浜中町",null,{"v":41.13500556921562,"d":"41 "},{"v":2.186149537302314,"d":"2 "},{"v":25.22118422017903,"d":"25 "},{"v":5.045839324473924,"d":"5 "},{"v":11.4618942324792,"d":"11 "},{"v":7.077357741806575,"d":"7 "},{"v":12.57356061063089,"d":"13 "},{"v":0.51704148982289,"d":"1 "},{"v":1.593349492696271,"d":"2 "},{"v":0.4210333223534356,"d":"0 "},null,{"v":1154925,"d":"1,154,925 "},{"v":400,"d":"400 "},{"v":295,"d":"295 "},{"v":1692,"d":"1,692 "},{"v":2452,"d":"2,452 "},{"v":2911,"d":"2,911 "},{"v":3053,"d":"3,053 "},{"v":8395,"d":"8,395 "},{"v":275971,"d":"275,971 "},{"v":0.4210333223534356,"d":"0 "},{"$nulls":29},"","","","","","",null,"","","","","",""]
["01663_平成17年度",36,2,3,2005,"平成17年度","01663","浜中町",null,{"v":73.60069043741206,"d":"74 "},{"v":1.209689992222181,"d":"1 "},{"v":17.56779405299909,"d":"18 "},{"v":5.948381457291833,"d":"6 "},{"v":11.86491779897888,"d":"12 "},{"v":8.540525025257281,"d":"9 "},{"v":11.01780174610298,"d":"11 "},{"v":0.421119537490528,"d":"0 "},{"v":0.3660027051744765,"d":"0 "},{"v":0.19406352,"d":"0 "},null,{"v":2273185,"d":"2,273,185 "},{"v":369,"d":"369 "},{"v":156,"d":"156 "},{"v":966,"d":"966 "},{"v":2419,"d":"2,419 "},{"v":4065,"d":"4,065 "},{"v":2191,"d":"2,191 "},{"v":7148,"d":"7,148 "},{"v":64720,"d":"64,720 "},{"v":0.19406352,"d":"0 "},{"$nulls":29},"","","","","","",null,"","","","","",""]
["01663_平成18年度",37,3,3,2006,"平成18年度","01663","浜中町",null,"","","","","","","","","","",null,"","","","","","","","","","",null,"","","","","","","","","","",null,null,"","","","","","","",null,"","","","","","","",null,"","","","","","",null,"","","","","",""]
["01663_平成19年度",38,4,3,2007,"平成19年度","01663","浜中町",null,{"v":81.79617743796372,"d":"82 "},{"v":1.072987421304869,"d":"1 "},{"v":19.28617189514425,"d":"19 "},{"v":7.639721999373068,"d":"8 "},{"v":11.93161710727905,"d":"12 "},{"v":8.086237899368053,"d":"8 "},{"v":10.98919103515451,"d":"11 "},{"v":0.427836537128314,"d":"0 "},{"v":0.6419850794856378,"d":"1 "},{"v":0.306418408,"d":"0 "},null,{"v":2686204,"d":"2,686,204 "},{"v":357,"d":"357 "},{"v":235,"d":"235 "},{"v":1554,"d":"1,554 "},{"v":2439,"d":"2,439 "},{"v":4001,"d":"4,001 "},{"v":2152,"d":"2,152 "},{"v":6878,"d":"6,878 "},{"v":116779,"d":"116,779 "},{"v":0.306418408,"d":"0 "},{"$nulls":29},"","","","","","",null,"","","","","",""]
["01663_平成20年度",39,5,3,2008,"平成20年度","01663","浜中町",null,{"v":76.43748576089266,"d":"76 "},{"v":0.9417154302773867,"d":"1 "},{"v":16.65288153411588,"d":"17 "},{"v":8.939214535376465,"d":"9 "},{"v":12.01784823979703,"d":"12 "},{"v":7.827668873452935,"d":"8 "},{"v":10.45639768213127,"d":"10 "},{"v":0.412162228952064,"d":"0 "},{"v":0.4144505158698972,"d":"0 "},{"v":0.09704912100000002,"d":"0 "},null,{"v":2637466,"d":"2,637,466 "},{"v":357,"d":"357 "},{"v":235,"d":"235 "},{"v":1554,"d":"1,554 "},{"v":2424,"d":"2,424 "},{"v":4009,"d":"4,009 "},{"v":2050,"d":"2,050 "},{"v":6735,"d":"6,735 "},{"v":78284,"d":"78,284 "},{"v":0.09704912100000002,"d":"0 "},{"$nulls":29},"","","","","","",null,"","","","","",""]
["01663_平成21年度",40,6,3,2009,"平成21年度","01663","浜中町",null,{"v":75.76130768533484,"d":"76 "},{"v":0.6784385446349995,"d":"1 "},{"v":13.29549163157378,"d":"13 "},{"v":7.110175772080242,"d":"7 "},{"v":10.36932391943549,"d":"10 "},{"v":8.017416779243735,"d":"8 "},{"v":10.43872790147422,"d":"10 "},{"v":0.386161701754081,"d":"0 "},{"v":0.1981020964931326,"d":"0 "},{"v":0,"d":"0 "},null,{"v":2639909,"d":"2,639,909 "},{"v":315,"d":"315 "},{"v":215,"d":"215 "},{"v":1561,"d":"1,561 "},{"v":2435,"d":"2,435 "},{"v":4053,"d":"4,053 "},{"v":2101,"d":"2,101 "},{"v":6624,"d":"6,624 "},{"v":36505,"d":"36,505 "},{"v":0,"d":"0 "},{"$nulls":29},{"v":0,"d":"0 "},{"v":0,"d":"0 "},{"v":15.5,"d":"16 "},{"v":0,"d":"0 "},{"v":0,"d":"0 "},{"v":0,"d":"0 "},null,{"v":0,"d":"0 "},{"v":0,"d":"0 "},{"v":1,"d":"1 "},{"v":0,"d":"0 "},{"v":0,"d":"0 "},{"v":0,"d":"0 "},null,15.5,0,0,0,0,0,0,0,0]
["01663_平成22年度",41,7,3,2010,"平成22年度","01663","浜中町",null,{"v":70.69660659825215,"d":"71 "},{"v":0.7075477812180953,"d":"1 "},{"v":12.10424553764497,"d":"12 "},{"v":6.364598956878908,"d":"6 "},{"v":10.32966284396266,"d":"10 "},{"v":8.055155550199945,"d":"8 "},{"v":10.59908865617193,"d":"11 "},{"v":0.401658854859258,"d":"0 "},{"v":0.1338097228285633,"d":"0 "},{"v":0,"d":"0 "},null,{"v":2757604,"d":"2,757,604 "},{"v":315,"d":"315 "},{"v":215,"d":"215 "},{"v":1561,"d":"1,561 "},{"v":2467,"d":"2,467 "},{"v":4091,"d":"4,091 "},{"v":2080,"d":"2,080 "},{"v":6602,"d":"6,602 "},{"v":23367,"d":"23,367 "},{"v":0,"d":"0 "},{"$nulls":29},{"v":0,"d":"0 "},{"v":0,"d":"0 "},{"v":14.552,"d":"15 "},{"v":0,"d":"0 "},{"v":0,"d":"0 "},{"v":0,"d":"0 "},null,{"v":0,"d":"0 "},{"v":0,"d":"0 "},{"v":1,"d":"1 "},{"v":0,"d":"0 "},{"v":0,"d":"0 "},{"v":0,"d":"0 "},null,14.552,0,0,0,0,0,0,0,0]
["01663_平成23年度",42,8,3,2011,"平成23年度","01663","浜中町",null,{"v":63.10020694561305,"d":"63 "},{"v":0.9914060500237714,"d":"1 "},{"v":11.2941430605506,"d":"11 "},{"v":8.040277854305872,"d":"8 "},{"v":12.44871578430282,"d":"12 "},{"v":7.893513943257504,"d":"8 "},{"v":10.332379757347377,"d":"10 "},{"v":0.455940240598283,"d":"0 "},{"v":0.134232151534317,"d":"0 "},{"v":0,"d":"0 "},null,{"v":2318041,"d":"2,318,041 "},{"v":315,"d":"315 "},{"v":215,"d":"215 "},{"v":1561,"d":"1,561 "},{"v":2470,"d":"2,470 "},{"v":4096,"d":"4,096 "},{"v":2088,"d":"2,088 "},{"v":6497,"d":"6,497 "},{"v":23402,"d":"23,402 "},{"v":0,"d":"0 "},{"$nulls":29},{"v":0,"d":"0 "},{"v":0,"d":"0 "},{"v":13.909,"d":"14 "},{"v":0,"d":"0 "},{"v":0,"d":"0 "},{"v":0,"d":"0 "},null,{"v":0,"d":"0 "},{"v":0,"d":"0 "},{"v":1,"d":"1 "},{"v":0,"d":"0 "},{"v":0,"d":"0 "},{"v":0,"d":"0 "},null,13.909,0,0,0,0,0,0,0,0]
["01663_平成24年度",43,9,3,2012,"平成24年度","01663","浜中町",null,{"v":86.62213077757748,"d":"87 "},{"v":1.116857258997022,"d":"1 "},{"v":11.39545450778588,"d":"11 "},{"v":9.985999548376164,"d":"10 "},{"v":13.71932706533204,"d":"14 "},{"v":7.884933624666094,"d":"8 "},{"v":10.455861832472722,"d":"10 "},{"v":0.487821535975554,"d":"0 "},{"v":0.1288037779122702,"d":"0 "},{"v":0,"d":"0 "},null,{"v":3048924,"d":"3,048,924 "},{"v":315,"d":"315 "},{"v":215,"d":"215 "},{"v":1561,"d":"1,561 "},{"v":2478,"d":"2,478 "},{"v":4124,"d":"4,124 "},{"v":2101,"d":"2,101 "},{"v":6398,"d":"6,398 "},{"v":21874,"d":"21,874 "},{"v":0,"d":"0 "},{"$nulls":29},{"v":0,"d":"0 "},{"v":0,"d":"0 "},{"v":15.748,"d":"16 "},{"v":0,"d":"0 "},{"v":0,"d":"0 "},{"v":0,"d":"0 "},null,{"v":0,"d":"0 "},{"v":0,"d":"0 "},{"v":1,"d":"1 "},{"v":0,"d":"0 "},{"v":0,"d":"0 "},{"v":0,"d":"0 "},null,15.748,0,0,0,0,0,0,0,0]
["01663_平成25年度",44,10,3,2013,"平成25年度","01663","浜中町",null,{"v":94.30386620563459,"d":"94 "},{"v":0.9230863341238382,"d":"1 "},{"v":10.06308488044415,"d":"10 "},{"v":9.287218327275726,"d":"9 "},{"v":13.33341163627328,"d":"13 "},{"v":7.5973489839507655,"d":"8 "},{"v":10.680088060719115,"d":"11 "},{"v":0.492441253918077,"d":"0 "},{"v":0.1179814591645188,"d":"0 "},{"v":0,"d":"0 "},null,{"v":3379735,"d":"3,379,735 "},{"v":315,"d":"315 "},{"v":215,"d":"215 "},{"v":1561,"d":"1,561 "},{"v":2485,"d":"2,485 "},{"v":4151,"d":"4,151 "},{"v":2138,"d":"2,138 "},{"v":6366,"d":"6,366 "},{"v":19558,"d":"19,558 "},{"v":0,"d":"0 "},{"$nulls":29},{"v":0,"d":"0 "},{"v":0,"d":"0 "},{"v":17.958,"d":"18 "},{"v":0,"d":"0 "},{"v":0,"d":"0 "},{"v":0,"d":"0 "},null,{"v":0,"d":"0 "},{"v":0,"d":"0 "},{"v":1,"d":"1 "},{"v":0,"d":"0 "},{"v":0,"d":"0 "},{"v":0,"d":"0 "},null,17.958,0,0,0,0,0,0,0,0]
["01663_平成26年度",45,11,3,2014,"平成26年度","01663","浜中町",null,{"v":83.32114999147883,"d":"83 "},{"v":0.8667766338009704,"d":"1 "},{"v":10.91302873995962,"d":"11 "},{"v":8.254360732561707,"d":"8 "},{"v":14.06154743451673,"d":"14 "},{"v":7.263826738561487,"d":"7 "},{"v":10.80590013411949,"d":"11 "},{"v":0.466233789006808,"d":"0 "},{"v":0.1527664488117776,"d":"0 "},{"v":0,"d":"0 "},null,{"v":3316442,"d":"3,316,442 "},{"v":257,"d":"257 "},{"v":238,"d":"238 "},{"v":1319,"d":"1,319 "},{"v":2475,"d":"2,475 "},{"v":4180,"d":"4,180 "},{"v":2152,"d":"2,152 "},{"v":6282,"d":"6,282 "},{"v":25404,"d":"25,404 "},{"v":0,"d":"0 "},{"$nulls":13},{"v":45,"d":"45 "},{"v":61,"d":"61 "},{"v":2,"d":"2 "},{"v":0,"d":"0 "},{"v":0,"d":"0 "},{"v":0,"d":"0 "},null,null,{"v":254.702,"d":"255 "},{"v":2038.2,"d":"2,038 "},{"v":2100,"d":"2,100 "},{"v":0,"d":"0 "},{"v":0,"d":"0 "},{"v":0,"d":"0 "},null,null,{"v":0,"d":"0 "},{"v":0,"d":"0 "},{"v":17.45,"d":"17 "},{"v":0,"d":"0 "},{"v":0,"d":"0 "},{"v":0,"d":"0 "},null,{"v":0,"d":"0 "},{"v":0,"d":"0 "},{"v":1,"d":"1 "},{"v":0,"d":"0 "},{"v":0,"d":"0 "},{"v":0,"d":"0 "},null,17.45,0,0,0,0,0,0,0,0]
["01663_平成27年度",46,12,3,2015,"平成27年度","01663","浜中町",null,{"v":95.84719350055127,"d":"96 "},{"v":0.8311486879674848,"d":"1 "},{"v":11.48710123670484,"d":"11 "},{"v":7.986695269508774,"d":"8 "},{"v":12.90563366931005,"d":"13 "},{"v":7.161883971323805,"d":"7 "},{"v":10.95514572033666,"d":"11 "},{"v":0.450019273569235,"d":"0 "},{"v":0.11756606205521104,"d":"0 "},{"v":0,"d":"0 "},null,{"v":3824977,"d":"3,824,977 "},{"v":257,"d":"257 "},{"v":238,"d":"238 "},{"v":1319,"d":"1,319 "},{"v":2468,"d":"2,468 "},{"v":4161,"d":"4,161 "},{"v":2180,"d":"2,180 "},{"v":6194,"d":"6,194 "},{"v":20096,"d":"20,096 "},{"v":0,"d":"0 "},null,{"v":29518497.17543623,"d":"29,518,497 "},{"v":553727.7690154407,"d":"553,728 "},{"v":1485303.606290087,"d":"1,485,304 "},{"v":8388947.055608014,"d":"8,388,947 "},{"v":10930889.53134555,"d":"10,930,890 "},{"v":0,"d":"0 "},{"v":0,"d":"0 "},{"v":848861.7171472337,"d":"848,862 "},{"v":0,"d":"0 "},{"v":0,"d":"0 "},{"v":51726226.85484254,"d":"51,726,227 "},null,{"v":83,"d":"83 "},{"v":68,"d":"68 "},{"v":2,"d":"2 "},{"v":0,"d":"0 "},{"v":0,"d":"0 "},{"v":0,"d":"0 "},null,null,{"v":541.4540000000001,"d":"541 "},{"v":2329.2,"d":"2,329 "},{"v":2100,"d":"2,100 "},{"v":0,"d":"0 "},{"v":0,"d":"0 "},{"v":0,"d":"0 "},null,null,{"v":0,"d":"0 "},{"v":0,"d":"0 "},{"v":17.563,"d":"18 "},{"v":0,"d":"0 "},{"v":0,"d":"0 "},{"v":0,"d":"0 "},null,{"v":0,"d":"0 "},{"v":0,"d":"0 "},{"v":1,"d":"1 "},{"v":0,"d":"0 "},{"v":0,"d":"0 "},{"v":0,"d":"0 "},null,17.563,0,0,0,0,0,0,0,0]
["01663_平成28年度",47,13,3,2016,"平成28年度","01663","浜中町",null,{"v":104.00089890410608,"d":"104 "},{"v":0.7840043203639676,"d":"1 "},{"v":12.352633338731085,"d":"12 "},{"v":6.847664946960687,"d":"7 "},{"v":13.230531544751063,"d":"13 "},{"v":7.0273056007210535,"d":"7 "},{"v":11.50059481792172,"d":"12 "},{"v":0.4309260019208184,"d":"0 "},{"v":0.08899792738950991,"d":"0 "},{"v":0,"d":"0 "},null,{"v":3950589,"d":"3,950,589 "},{"v":257,"d":"257 "},{"v":238,"d":"238 "},{"v":1319,"d":"1,319 "},{"v":2488,"d":"2,488 "},{"v":4133,"d":"4,133 "},{"v":2367,"d":"2,367 "},{"v":6101,"d":"6,101 "},{"v":15199.96994880577,"d":"15,200 "},{"v":0,"d":"0 "},null,{"v":32590367.73757078,"d":"32,590,368 "},{"v":527815.8071499636,"d":"527,816 "},{"v":1258867.995561568,"d":"1,258,868 "},{"v":8373841.729113898,"d":"8,373,842 "},{"v":10945533.77064687,"d":"10,945,534 "},{"v":0,"d":"0 "},{"v":0,"d":"0 "},{"v":836766.0377158467,"d":"836,766 "},{"v":0,"d":"0 "},{"v":0,"d":"0 "},{"v":54533193.07775892,"d":"54,533,193 "},null,{"v":113,"d":"113 "},{"v":100,"d":"100 "},{"v":2,"d":"2 "},{"v":0,"d":"0 "},{"v":0,"d":"0 "},{"v":0,"d":"0 "},null,null,{"v":800.854,"d":"801 "},{"v":4267.3,"d":"4,267 "},{"v":2100,"d":"2,100 "},{"v":0,"d":"0 "},{"v":0,"d":"0 "},{"v":0,"d":"0 "},null,null,{"v":0,"d":"0 "},{"v":0,"d":"0 "},{"v":17.201,"d":"17 "},{"v":0,"d":"0 "},{"v":0,"d":"0 "},{"v":0,"d":"0 "},null,{"v":0,"d":"0 "},{"v":0,"d":"0 "},{"v":1,"d":"1 "},{"v":0,"d":"0 "},{"v":0,"d":"0 "},{"v":0,"d":"0 "},null,17.201,0,0,0,0,0,0,0,0]
["01663_平成29年度",48,14,3,2017,"平成29年度","01663","浜中町",null,{"v":109.09007605707475,"d":"109 "},{"v":0.8011350280005695,"d":"1 "},{"v":11.15084632127651,"d":"11 "},{"v":6.866084963567072,"d":"7 "},{"v":12.957246305387166,"d":"13 "},{"v":6.974520956287166,"d":"7 "},{"v":11.519473586110497,"d":"12 "},{"v":0.409611550551952,"d":"0 "},{"v":0.07314315053173683,"d":"0 "},{"v":0,"d":"0 "},null,{"v":4077527,"d":"4,077,527 "},{"v":257,"d":"257 "},{"v":238,"d":"238 "},{"v":1319,"d":"1,319 "},{"v":2490,"d":"2,490 "},{"v":4170,"d":"4,170 "},{"v":2386,"d":"2,386 "},{"v":5997,"d":"5,997 "},{"v":12740,"d":"12,740 "},{"v":0,"d":"0 "},null,{"v":33053548.60696673,"d":"33,053,549 "},{"v":529349.4014006773,"d":"529,349 "},{"v":1537840.448808238,"d":"1,537,840 "},{"v":8166667.613705575,"d":"8,166,668 "},{"v":9933390.76491674,"d":"9,933,391 "},{"v":0,"d":"0 "},{"v":0,"d":"0 "},{"v":823789.1924060483,"d":"823,789 "},{"v":0,"d":"0 "},{"v":0,"d":"0 "},{"v":54044586.02820401,"d":"54,044,586 "},null,{"v":134,"d":"134 "},{"v":133,"d":"133 "},{"v":2,"d":"2 "},{"v":0,"d":"0 "},{"v":0,"d":"0 "},{"v":0,"d":"0 "},null,null,{"v":995.0540000000001,"d":"995 "},{"v":5888.000000000003,"d":"5,888 "},{"v":2100,"d":"2,100 "},{"v":0,"d":"0 "},{"v":0,"d":"0 "},{"v":0,"d":"0 "},null,null,{"v":0,"d":"0 "},{"v":0,"d":"0 "},{"v":14.055,"d":"14 "},{"v":0,"d":"0 "},{"v":0,"d":"0 "},{"v":0,"d":"0 "},null,{"v":0,"d":"0 "},{"v":0,"d":"0 "},{"v":1,"d":"1 "},{"v":0,"d":"0 "},{"v":0,"d":"0 "},{"v":0,"d":"0 "},null,14.055,0,0,0,0,0,0,0,0]
["01663_平成30年度",49,15,3,2018,"平成30年度","01663","浜中町",null,{"v":109.76093115551224,"d":"110 "},{"v":0.7456397203496747,"d":"1 "},{"v":10.229465231475965,"d":"10 "},{"v":6.89994901903966,"d":"7 "},{"v":11.780997704625397,"d":"12 "},{"v":6.922258856256689,"d":"7 "},{"v":11.476504289333878,"d":"11 "},{"v":0.371411683607967,"d":"0 "},{"v":0.08609979044926146,"d":"0 "},{"v":0,"d":"0 "},null,{"v":4286734,"d":"4,286,734 "},{"v":257,"d":"257 "},{"v":238,"d":"238 "},{"v":1319,"d":"1,319 "},{"v":2459,"d":"2,459 "},{"v":4218,"d":"4,218 "},{"v":2401,"d":"2,401 "},{"v":5860,"d":"5,860 "},{"v":14938,"d":"14,938 "},{"v":0,"d":"0 "},null,{"v":34882327.65349259,"d":"34,882,328 "},{"v":478934.5763144974,"d":"478,935 "},{"v":1449414.812224621,"d":"1,449,415 "},{"v":8348002.461653825,"d":"8,348,002 "},{"v":9112626.215899263,"d":"9,112,626 "},{"v":0,"d":"0 "},{"v":0,"d":"0 "},{"v":806635.5087702625,"d":"806,636 "},{"v":0,"d":"0 "},{"v":0,"d":"0 "},{"v":55077941.22835506,"d":"55,077,941 "},null,{"v":140,"d":"140 "},{"v":151,"d":"151 "},{"v":4,"d":"4 "},{"v":0,"d":"0 "},{"v":0,"d":"0 "},{"v":0,"d":"0 "},null,null,{"v":1045.854,"d":"1,046 "},{"v":6740,"d":"6,740 "},{"v":2140,"d":"2,140 "},{"v":0,"d":"0 "},{"v":0,"d":"0 "},{"v":0,"d":"0 "},null,null,{"v":0,"d":"0 "},{"v":0,"d":"0 "},{"v":13.795,"d":"14 "},{"v":0,"d":"0 "},{"v":0,"d":"0 "},{"v":0,"d":"0 "},null,{"v":0,"d":"0 "},{"v":0,"d":"0 "},{"v":1,"d":"1 "},{"v":0,"d":"0 "},{"v":0,"d":"0 "},{"v":0,"d":"0 "},null,13.795,0,0,0,0,0,0,0,0]
["01663_令和元年度",50,16,3,2019,"令和元年度","01663","浜中町",null,{"v":110.61058119828093,"d":"111 "},{"v":0.6918987551427919,"d":"1 "},{"v":10.275296726119594,"d":"10 "},{"v":6.189880805799514,"d":"6 "},{"v":12.018646928267263,"d":"12 "},{"v":6.754867933584219,"d":"7 "},{"v":10.980326698837047,"d":"11 "},{"v":0.354710341938764,"d":"0 "},{"v":0.09616757605866531,"d":"0 "},{"v":0,"d":"0 "},null,{"v":4544336,"d":"4,544,336 "},{"v":257,"d":"257 "},{"v":238,"d":"238 "},{"v":1319,"d":"1,319 "},{"v":2478,"d":"2,478 "},{"v":4229,"d":"4,229 "},{"v":2280,"d":"2,280 "},{"v":5748,"d":"5,748 "},{"v":16958,"d":"16,958 "},{"v":0,"d":"0 "},null,{"v":36285750.9062233,"d":"36,285,751 "},{"v":478792.7503452598,"d":"478,793 "},{"v":1564935.053880357,"d":"1,564,935 "},{"v":8180349.401072707,"d":"8,180,349 "},{"v":9686681.881619215,"d":"9,686,682 "},{"v":0,"d":"0 "},{"v":0,"d":"0 "},{"v":782834.3290791671,"d":"782,834 "},{"v":0,"d":"0 "},{"v":0,"d":"0 "},{"v":56979344.32222,"d":"56,979,344 "},null,{"v":146,"d":"146 "},{"v":166,"d":"166 "},{"v":5,"d":"5 "},{"v":0,"d":"0 "},{"v":0,"d":"0 "},{"v":0,"d":"0 "},null,null,{"v":1101.294,"d":"1,101 "},{"v":7482.4,"d":"7,482 "},{"v":2159.4,"d":"2,159 "},{"v":0,"d":"0 "},{"v":0,"d":"0 "},{"v":0,"d":"0 "},null,null,{"v":0,"d":"0 "},{"v":0,"d":"0 "},{"v":14.223,"d":"14 "},{"v":0,"d":"0 "},{"v":0,"d":"0 "},{"v":0,"d":"0 "},null,{"v":0,"d":"0 "},{"v":0,"d":"0 "},{"v":1,"d":"1 "},{"v":0,"d":"0 "},{"v":0,"d":"0 "},{"v":0,"d":"0 "},null,14.223,0,0,0,0,0,0,0,0]
["01663_令和2年度",51,17,3,2020,"令和2年度","01663","浜中町",null,{"v":90.61976196867222,"d":"91 "},{"v":0.6110807531614842,"d":"1 "},{"v":11.418135661894384,"d":"11 "},{"v":5.819379516308434,"d":"6 "},{"v":11.069113574875786,"d":"11 "},{"v":5.923817081466077,"d":"6 "},{"v":10.489171382402466,"d":"10 "},{"v":0.333953537331482,"d":"0 "},{"v":0.09293180848175744,"d":"0 "},{"v":0,"d":"0 "},null,{"v":4220384,"d":"4,220,384 "},{"v":210,"d":"210 "},{"v":235,"d":"235 "},{"v":1304,"d":"1,304 "},{"v":2490,"d":"2,490 "},{"v":4233,"d":"4,233 "},{"v":2315,"d":"2,315 "},{"v":5664,"d":"5,664 "},{"v":16473.999999999996,"d":"16,474 "},{"v":0,"d":"0 "},null,{"v":32952367.60876809,"d":"32,952,368 "},{"v":391519.8027171976,"d":"391,520 "},{"v":1674450.0478850761,"d":"1,674,450 "},{"v":7487152.882115887,"d":"7,487,153 "},{"v":10225154.67318354,"d":"10,225,155 "},null,null,{"v":739214.9283524996,"d":"739,215 "},null,null,{"v":53469859.94302229,"d":"53,469,860 "},null,{"v":155,"d":"155 "},{"v":205,"d":"205 "},{"v":6,"d":"6 "},{"v":0,"d":"0 "},{"v":0,"d":"0 "},{"v":0,"d":"0 "},null,null,{"v":1168.094,"d":"1,168 "},{"v":9403.400000000001,"d":"9,403 "},{"v":1597.8,"d":"1,598 "},{"v":0,"d":"0 "},{"v":0,"d":"0 "},{"v":0,"d":"0 "},null,null,{"v":0,"d":"0 "},{"v":0,"d":"0 "},{"v":13.773,"d":"14 "},{"v":0,"d":"0 "},{"v":0,"d":"0 "},{"v":0,"d":"0 "},null,{"v":0,"d":"0 "},{"v":0,"d":"0 "},{"v":1,"d":"1 "},{"v":0,"d":"0 "},{"v":0,"d":"0 "},{"v":0,"d":"0 "},null,13.773,0,0,0,0,0,0,0,0]
["01663_令和3年度",51,18,3,2021,"令和3年度","01663","浜中町",null,{"v":91.01789029656976,"d":"91 "},{"v":0.588640390882524,"d":"1 "},{"v":10.420064363325418,"d":"10 "},{"v":5.910257820342272,"d":"6 "},{"v":10.755752176811272,"d":"11 "},{"v":5.690701038765901,"d":"6 "},{"v":10.854480730202884,"d":"11 "},{"v":0.3210707035785,"d":"0 "},{"v":0.07091832991563077,"d":"0 "},{"v":0,"d":"0 "},null,{"v":4353086,"d":"4,353,086 "},{"v":210,"d":"210 "},{"v":235,"d":"235 "},{"v":1304,"d":"1,304 "},{"v":2449,"d":"2,449 "},{"v":4187,"d":"4,187 "},{"v":2336,"d":"2,336 "},{"v":5499,"d":"5,499 "},{"v":12196,"d":"12,196 "},{"v":0,"d":"0 "},null,{"v":33342765.036987238,"d":"33,342,765 "},{"v":398280.7351554071,"d":"398,281 "},{"v":1501241.9148617615,"d":"1,501,242 "},{"v":8215626.1354724225,"d":"8,215,626 "},{"v":9796499.248054799,"d":"9,796,499 "},{"v":0,"d":"0 "},{"v":0,"d":"0 "},{"v":721820.1190551083,"d":"721,820 "},{"v":0,"d":"0 "},{"v":0,"d":"0 "},{"v":53976233.18958674,"d":"53,976,233 "},null,{"v":160,"d":"160 "},{"v":227,"d":"227 "},{"v":9,"d":"9 "},{"v":0,"d":"0 "},{"v":0,"d":"0 "},{"v":0,"d":"0 "},null,null,{"v":1211.464000000001,"d":"1,211 "},{"v":10491.7,"d":"10,492 "},{"v":1655.4,"d":"1,655 "},{"v":0,"d":"0 "},{"v":0,"d":"0 "},{"v":0,"d":"0 "},null,null,{"v":0,"d":"0 "},{"v":0,"d":"0 "},{"v":13.151,"d":"13 "},{"v":0,"d":"0 "},{"v":0,"d":"0 "},{"v":0,"d":"0 "},null,{"v":0,"d":"0 "},{"v":0,"d":"0 "},{"v":1,"d":"1 "},{"v":0,"d":"0 "},{"v":0,"d":"0 "},{"v":0,"d":"0 "},null,13.151,0,0,0,0,0,0,0,0]
["01663_令和4年度",51,19,3,2022,"令和4年度","01663","浜中町",null,{"v":80.45118878467889,"d":"80 "},{"v":0.563066365876175,"d":"1 "},{"v":9.342963479851873,"d":"9 "},{"v":6.025817732550384,"d":"6 "},{"v":10.769998930034738,"d":"11 "},{"v":5.932311308678527,"d":"6 "},{"v":10.714379268850879,"d":"11 "},{"v":0.318544717805833,"d":"0 "},{"v":0.05927675347491632,"d":"0 "},{"v":0,"d":"0 "},null,{"v":4732363,"d":"4,732,363 "},{"v":210,"d":"210 "},{"v":235,"d":"235 "},{"v":1304,"d":"1,304 "},{"v":2490,"d":"2,490 "},{"v":4147,"d":"4,147 "},{"v":2341,"d":"2,341 "},{"v":5411,"d":"5,411 "},{"v":10321.999999999998,"d":"10,322 "},{"v":0,"d":"0 "},null,{"v":32315062.801385984,"d":"32,315,063 "},{"v":401779.4608469249,"d":"401,779 "},{"v":1666392.3266841138,"d":"1,666,392 "},{"v":8159138.574641421,"d":"8,159,139 "},{"v":10138943.062671823,"d":"10,138,943 "},{"v":0,"d":"0 "},{"v":0,"d":"0 "},{"v":698707.7900369023,"d":"698,708 "},{"v":0,"d":"0 "},{"v":0,"d":"0 "},{"v":53380024.01626717,"d":"53,380,024 "},null,{"v":167,"d":"167 "},{"v":231,"d":"231 "},{"v":9,"d":"9 "},{"v":0,"d":"0 "},{"v":0,"d":"0 "},{"v":1,"d":"1 "},null,null,{"v":1257.864000000001,"d":"1,258 "},{"v":10690.5,"d":"10,691 "},{"v":1655.4,"d":"1,655 "},{"v":0,"d":"0 "},{"v":0,"d":"0 "},{"v":49,"d":"49 "}]
["01663_令和5年度",51,20,3,2023,"令和5年度","01663","浜中町",{"$nulls":35},{"v":171,"d":"171 "},{"v":235,"d":"235 "},{"v":9,"d":"9 "},{"v":0,"d":"0 "},{"v":0,"d":"0 "},{"v":1,"d":"1 "},null,null,{"v":1287.0640000000012,"d":"1,287 "},{"v":10889.299999999997,"d":"10,889 "},{"v":1655.4,"d":"1,655 "},{"v":0,"d":"0 "},{"v":0,"d":"0 "},{"v":49,"d":"49 "}]
["01663_令和6年度",51,21,3,2024,"令和6年度","01663","浜中町"]
["39411_平成2年度",52,1,4,1990,"平成2年度","39411","津野町",null,{"v":20.52741824855118,"d":"21 "},{"v":2.307991473563402,"d":"2 "},{"v":3.605633064935495,"d":"4 "},{"v":3.013879719168453,"d":"3 "},{"v":5.597812098996327,"d":"6 "},{"v":5.363329157823877,"d":"5 "},{"v":11.06621597142653,"d":"11 "},{"v":0.49271374849114,"d":"0 "},{"v":0,"d":"0 "},{"v":0.5030495228075448,"d":"1 "},null,{"v":302054,"d":"302,054 "},{"v":604,"d":"604 "},{"v":48,"d":"48 "},{"v":1212,"d":"1,212 "},{"v":2490,"d":"2,490 "},{"v":2206,"d":"2,206 "},{"v":2687,"d":"2,687 "},{"v":8000,"d":"8,000 "},{"v":0,"d":"0 "},{"v":0.5030495228075448,"d":"1 "},{"$nulls":29},"","","","","","",null,"","","","","",""]
["39411_平成17年度",53,2,4,2005,"平成17年度","39411","津野町",null,{"v":11.53334846235456,"d":"12 "},{"v":1.599405023273759,"d":"2 "},{"v":6.987836088231902,"d":"7 "},{"v":3.226185259212176,"d":"3 "},{"v":6.847832886671104,"d":"7 "},{"v":7.223204191103205,"d":"7 "},{"v":11.78215859932418,"d":"12 "},{"v":0.423122624266505,"d":"0 "},{"v":0,"d":"0 "},{"v":0,"d":"0 "},null,{"v":252637,"d":"252,637 "},{"v":504,"d":"504 "},{"v":61,"d":"61 "},{"v":690,"d":"690 "},{"v":2754,"d":"2,754 "},{"v":3438,"d":"3,438 "},{"v":2343,"d":"2,343 "},{"v":7182,"d":"7,182 "},{"v":0,"d":"0 "},{"v":0,"d":"0 "},{"$nulls":29},"","","","","","",null,"","","","","",""]
["39411_平成18年度",54,3,4,2006,"平成18年度","39411","津野町",null,"","","","","","","","","","",null,"","","","","","","","","","",null,"","","","","","","","","","",null,null,"","","","","","","",null,"","","","","","","",null,"","","","","","",null,"","","","","",""]
["39411_平成19年度",55,4,4,2007,"平成19年度","39411","津野町",null,{"v":9.913668062152222,"d":"10 "},{"v":1.513733516579643,"d":"2 "},{"v":3.403162875709317,"d":"3 "},{"v":4.65402325051208,"d":"5 "},{"v":7.846432673598761,"d":"8 "},{"v":6.782657933086524,"d":"7 "},{"v":11.58665170016988,"d":"12 "},{"v":0.431382143789599,"d":"0 "},{"v":0,"d":"0 "},{"v":0,"d":"0 "},null,{"v":246887,"d":"246,887 "},{"v":485,"d":"485 "},{"v":31,"d":"31 "},{"v":1181,"d":"1,181 "},{"v":2740,"d":"2,740 "},{"v":3356,"d":"3,356 "},{"v":2269,"d":"2,269 "},{"v":6935,"d":"6,935 "},{"v":0,"d":"0 "},{"v":0,"d":"0 "},{"$nulls":29},"","","","","","",null,"","","","","",""]
["39411_平成20年度",56,5,4,2008,"平成20年度","39411","津野町",null,{"v":8.415357072523797,"d":"8 "},{"v":1.077947346429848,"d":"1 "},{"v":2.71716735500503,"d":"3 "},{"v":4.916935947081247,"d":"5 "},{"v":7.023489040551488,"d":"7 "},{"v":6.556575723884997,"d":"7 "},{"v":11.27250676951713,"d":"11 "},{"v":0.41926108842622,"d":"0 "},{"v":0,"d":"0 "},{"v":0,"d":"0 "},null,{"v":224211,"d":"224,211 "},{"v":485,"d":"485 "},{"v":31,"d":"31 "},{"v":1181,"d":"1,181 "},{"v":2756,"d":"2,756 "},{"v":3358,"d":"3,358 "},{"v":2210,"d":"2,210 "},{"v":6851,"d":"6,851 "},{"v":0,"d":"0 "},{"v":0,"d":"0 "},{"$nulls":29},"","","","","","",null,"","","","","",""]
["39411_平成21年度",57,6,4,2009,"平成21年度","39411","津野町",null,{"v":7.501319347663626,"d":"8 "},{"v":1.208493169282162,"d":"1 "},{"v":3.416466691961958,"d":"3 "},{"v":4.981765857164868,"d":"5 "},{"v":6.855803718504082,"d":"7 "},{"v":6.682169721264579,"d":"7 "},{"v":10.87098364989319,"d":"11 "},{"v":0.395372684374423,"d":"0 "},{"v":0,"d":"0 "},{"v":0,"d":"0 "},null,{"v":184537,"d":"184,537 "},{"v":389,"d":"389 "},{"v":60,"d":"60 "},{"v":1151,"d":"1,151 "},{"v":2757,"d":"2,757 "},{"v":3378,"d":"3,378 "},{"v":2188,"d":"2,188 "},{"v":6782,"d":"6,782 "},{"v":0,"d":"0 "},{"v":0,"d":"0 "},{"$nulls":29},{"v":0,"d":"0 "},{"v":0,"d":"0 "},{"v":0,"d":"0 "},{"v":0,"d":"0 "},{"v":0,"d":"0 "},{"v":0,"d":"0 "},null,{"v":0,"d":"0 "},{"v":0,"d":"0 "},{"v":0,"d":"0 "},{"v":0,"d":"0 "},{"v":0,"d":"0 "},{"v":0,"d":"0 "},null,0,0,0,0,0,0,0,0,0]
["39411_平成22年度",58,7,4,2010,"平成22年度","39411","津野町",null,{"v":8.545606307777435,"d":"9 "},{"v":0.9900189809188612,"d":"1 "},{"v":3.038515898328369,"d":"3 "},{"v":4.635904085693744,"d":"5 "},{"v":6.622037169377946,"d":"7 "},{"v":6.674890568364169,"d":"7 "},{"v":11.04751163777921,"d":"11 "},{"v":0.405978421459532,"d":"0 "},{"v":0,"d":"0 "},{"v":0,"d":"0 "},null,{"v":228539,"d":"228,539 "},{"v":389,"d":"389 "},{"v":60,"d":"60 "},{"v":1151,"d":"1,151 "},{"v":2764,"d":"2,764 "},{"v":3390,"d":"3,390 "},{"v":2168,"d":"2,168 "},{"v":6673,"d":"6,673 "},{"v":0,"d":"0 "},{"v":0,"d":"0 "},{"$nulls":29},{"v":0,"d":"0 "},{"v":0,"d":"0 "},{"v":0,"d":"0 "},{"v":0,"d":"0 "},{"v":0,"d":"0 "},{"v":0,"d":"0 "},null,{"v":0,"d":"0 "},{"v":0,"d":"0 "},{"v":0,"d":"0 "},{"v":0,"d":"0 "},{"v":0,"d":"0 "},{"v":0,"d":"0 "},null,0,0,0,0,0,0,0,0,0]
["39411_平成23年度",59,8,4,2011,"平成23年度","39411","津野町",null,{"v":9.342204416347,"d":"9 "},{"v":1.441758793481816,"d":"1 "},{"v":2.925696293166884,"d":"3 "},{"v":6.501023026439771,"d":"7 "},{"v":8.922046821375675,"d":"9 "},{"v":6.617755586217351,"d":"7 "},{"v":10.589699559733424,"d":"11 "},{"v":0.458677145228625,"d":"0 "},{"v":0,"d":"0 "},{"v":0,"d":"0 "},null,{"v":235725,"d":"235,725 "},{"v":389,"d":"389 "},{"v":60,"d":"60 "},{"v":1151,"d":"1,151 "},{"v":2741,"d":"2,741 "},{"v":3434,"d":"3,434 "},{"v":2140,"d":"2,140 "},{"v":6536,"d":"6,536 "},{"v":0,"d":"0 "},{"v":0,"d":"0 "},{"$nulls":29},{"v":0,"d":"0 "},{"v":0,"d":"0 "},{"v":0,"d":"0 "},{"v":0,"d":"0 "},{"v":0,"d":"0 "},{"v":0,"d":"0 "},null,{"v":0,"d":"0 "},{"v":0,"d":"0 "},{"v":0,"d":"0 "},{"v":0,"d":"0 "},{"v":0,"d":"0 "},{"v":0,"d":"0 "},null,0,0,0,0,0,0,0,0,0]
["39411_平成24年度",60,9,4,2012,"平成24年度","39411","津野町",null,{"v":7.698927607492776,"d":"8 "},{"v":1.74096688441003,"d":"2 "},{"v":2.860521269842216,"d":"3 "},{"v":6.638716025238567,"d":"7 "},{"v":11.03625891158803,"d":"11 "},{"v":6.59053496707663,"d":"7 "},{"v":10.460838444482466,"d":"10 "},{"v":0.489346454812615,"d":"0 "},{"v":0,"d":"0 "},{"v":0,"d":"0 "},null,{"v":188302,"d":"188,302 "},{"v":389,"d":"389 "},{"v":60,"d":"60 "},{"v":1151,"d":"1,151 "},{"v":2744,"d":"2,744 "},{"v":3447,"d":"3,447 "},{"v":2102,"d":"2,102 "},{"v":6418,"d":"6,418 "},{"v":0,"d":"0 "},{"v":0,"d":"0 "},{"$nulls":29},{"v":0,"d":"0 "},{"v":0,"d":"0 "},{"v":0,"d":"0 "},{"v":0,"d":"0 "},{"v":0,"d":"0 "},{"v":0,"d":"0 "},null,{"v":0,"d":"0 "},{"v":0,"d":"0 "},{"v":0,"d":"0 "},{"v":0,"d":"0 "},{"v":0,"d":"0 "},{"v":0,"d":"0 "},null,0,0,0,0,0,0,0,0,0]
["39411_平成25年度",61,10,4,2013,"平成25年度","39411","津野町",null,{"v":7.115602350136466,"d":"7 "},{"v":1.753677610339596,"d":"2 "},{"v":2.946605853650926,"d":"3 "},{"v":6.880863701407399,"d":"7 "},{"v":11.21517034409257,"d":"11 "},{"v":6.35095181264976,"d":"6 "},{"v":10.230505307929254,"d":"10 "},{"v":0.491977124555289,"d":"0 "},{"v":0,"d":"0 "},{"v":0,"d":"0 "},null,{"v":184618,"d":"184,618 "},{"v":389,"d":"389 "},{"v":60,"d":"60 "},{"v":1151,"d":"1,151 "},{"v":2728,"d":"2,728 "},{"v":3470,"d":"3,470 "},{"v":2048,"d":"2,048 "},{"v":6360,"d":"6,360 "},{"v":0,"d":"0 "},{"v":0,"d":"0 "},{"$nulls":29},{"v":0,"d":"0 "},{"v":0,"d":"0 "},{"v":0,"d":"0 "},{"v":0,"d":"0 "},{"v":0,"d":"0 "},{"v":0,"d":"0 "},null,{"v":0,"d":"0 "},{"v":0,"d":"0 "},{"v":0,"d":"0 "},{"v":0,"d":"0 "},{"v":0,"d":"0 "},{"v":0,"d":"0 "},null,0,0,0,0,0,0,0,0,0]
["39411_平成26年度",62,11,4,2014,"平成26年度","39411","津野町",null,{"v":7.211694216922274,"d":"7 "},{"v":1.41619478183901,"d":"1 "},{"v":2.788728926780691,"d":"3 "},{"v":6.709789759175319,"d":"7 "},{"v":11.21053654304984,"d":"11 "},{"v":6.076938302571656,"d":"6 "},{"v":10.158148685559354,"d":"10 "},{"v":0.465714267115205,"d":"0 "},{"v":0,"d":"0 "},{"v":0,"d":"0 "},null,{"v":201738,"d":"201,738 "},{"v":357,"d":"357 "},{"v":52,"d":"52 "},{"v":1146,"d":"1,146 "},{"v":2734,"d":"2,734 "},{"v":3497,"d":"3,497 "},{"v":2023,"d":"2,023 "},{"v":6275,"d":"6,275 "},{"v":0,"d":"0 "},{"v":0,"d":"0 "},{"$nulls":13},{"v":106,"d":"106 "},{"v":14,"d":"14 "},{"v":1,"d":"1 "},{"v":0,"d":"0 "},{"v":0,"d":"0 "},{"v":0,"d":"0 "},null,null,{"v":482.108,"d":"482 "},{"v":390.252,"d":"390 "},{"v":20000,"d":"20,000 "},{"v":0,"d":"0 "},{"v":0,"d":"0 "},{"v":0,"d":"0 "},null,null,{"v":0,"d":"0 "},{"v":0,"d":"0 "},{"v":0,"d":"0 "},{"v":0,"d":"0 "},{"v":0,"d":"0 "},{"v":0,"d":"0 "},null,{"v":0,"d":"0 "},{"v":0,"d":"0 "},{"v":0,"d":"0 "},{"v":0,"d":"0 "},{"v":0,"d":"0 "},{"v":0,"d":"0 "},null,0,0,0,0,0,0,0,0,0]
["39411_平成27年度",63,12,4,2015,"平成27年度","39411","津野町",null,{"v":7.331632723800588,"d":"7 "},{"v":1.572167701295287,"d":"2 "},{"v":3.32315484071062,"d":"3 "},{"v":6.415859950951142,"d":"6 "},{"v":9.351544859548836,"d":"9 "},{"v":5.977703204135442,"d":"6 "},{"v":9.829479371091058,"d":"10 "},{"v":0.44631391629574,"d":"0 "},{"v":0,"d":"0 "},{"v":0,"d":"0 "},null,{"v":211736,"d":"211,736 "},{"v":357,"d":"357 "},{"v":52,"d":"52 "},{"v":1146,"d":"1,146 "},{"v":2698,"d":"2,698 "},{"v":3473,"d":"3,473 "},{"v":1956,"d":"1,956 "},{"v":6143,"d":"6,143 "},{"v":0,"d":"0 "},{"v":0,"d":"0 "},null,{"v":2404347.020356677,"d":"2,404,347 "},{"v":1248153.619051668,"d":"1,248,154 "},{"v":407318.8303658807,"d":"407,319 "},{"v":7117426.925516611,"d":"7,117,427 "},{"v":13281871.81897599,"d":"13,281,872 "},{"v":0,"d":"0 "},{"v":0,"d":"0 "},{"v":841872.3810841874,"d":"841,872 "},{"v":0,"d":"0 "},{"v":0,"d":"0 "},{"v":25300990.595351018,"d":"25,300,991 "},null,{"v":118,"d":"118 "},{"v":24,"d":"24 "},{"v":1,"d":"1 "},{"v":0,"d":"0 "},{"v":0,"d":"0 "},{"v":0,"d":"0 "},null,null,{"v":565.358,"d":"565 "},{"v":1204.152,"d":"1,204 "},{"v":20000,"d":"20,000 "},{"v":0,"d":"0 "},{"v":0,"d":"0 "},{"v":0,"d":"0 "},null,null,{"v":0,"d":"0 "},{"v":0,"d":"0 "},{"v":0,"d":"0 "},{"v":0,"d":"0 "},{"v":0,"d":"0 "},{"v":0,"d":"0 "},null,{"v":0,"d":"0 "},{"v":0,"d":"0 "},{"v":0,"d":"0 "},{"v":0,"d":"0 "},{"v":0,"d":"0 "},{"v":0,"d":"0 "},null,0,0,0,0,0,0,0,0,0]
["39411_平成28年度",64,13,4,2016,"平成28年度","39411","津野町",null,{"v":6.536151230643705,"d":"7 "},{"v":1.351830523856646,"d":"1 "},{"v":3.1891402299810547,"d":"3 "},{"v":4.669128752903642,"d":"5 "},{"v":6.930507495489053,"d":"7 "},{"v":5.852404035248455,"d":"6 "},{"v":9.53767115656119,"d":"10 "},{"v":0.4287364090574279,"d":"0 "},{"v":0,"d":"0 "},{"v":0,"d":"0 "},null,{"v":199684,"d":"199,684 "},{"v":357,"d":"357 "},{"v":52,"d":"52 "},{"v":1146,"d":"1,146 "},{"v":2706,"d":"2,706 "},{"v":3442,"d":"3,442 "},{"v":1963,"d":"1,963 "},{"v":6070,"d":"6,070 "},{"v":0,"d":"0 "},{"v":0,"d":"0 "},null,{"v":2380005.382411947,"d":"2,380,005 "},{"v":1227827.349290364,"d":"1,227,827 "},{"v":351267.5196344305,"d":"351,268 "},{"v":6716084.090199444,"d":"6,716,084 "},{"v":12335301.18108541,"d":"12,335,301 "},{"v":0,"d":"0 "},{"v":0,"d":"0 "},{"v":832514.3171504982,"d":"832,514 "},{"v":0,"d":"0 "},{"v":0,"d":"0 "},{"v":23842999.839772094,"d":"23,843,000 "},null,{"v":127,"d":"127 "},{"v":25,"d":"25 "},{"v":1,"d":"1 "},{"v":0,"d":"0 "},{"v":0,"d":"0 "},{"v":0,"d":"0 "},null,null,{"v":614.758,"d":"615 "},{"v":1221.752,"d":"1,222 "},{"v":20000,"d":"20,000 "},{"v":0,"d":"0 "},{"v":0,"d":"0 "},{"v":0,"d":"0 "},null,null,{"v":0,"d":"0 "},{"v":0,"d":"0 "},{"v":0,"d":"0 "},{"v":0,"d":"0 "},{"v":0,"d":"0 "},{"v":0,"d":"0 "},null,{"v":0,"d":"0 "},{"v":0,"d":"0 "},{"v":0,"d":"0 "},{"v":0,"d":"0 "},{"v":0,"d":"0 "},{"v":0,"d":"0 "},null,0,0,0,0,0,0,0,0,0]
["39411_平成29年度",65,14,4,2017,"平成29年度","39411","津野町",null,{"v":7.787493252456336,"d":"8 "},{"v":1.41121879110973,"d":"1 "},{"v":3.0272659465226113,"d":"3 "},{"v":4.4490163348264575,"d":"4 "},{"v":8.381175919012923,"d":"8 "},{"v":5.730145994302117,"d":"6 "},{"v":9.259995950611875,"d":"9 "},{"v":0.405240174991618,"d":"0 "},{"v":0,"d":"0 "},{"v":0,"d":"0 "},null,{"v":245087,"d":"245,087 "},{"v":357,"d":"357 "},{"v":52,"d":"52 "},{"v":1146,"d":"1,146 "},{"v":2679,"d":"2,679 "},{"v":3426,"d":"3,426 "},{"v":1918,"d":"1,918 "},{"v":5933,"d":"5,933 "},{"v":0,"d":"0 "},{"v":0,"d":"0 "},null,{"v":2914835.17331615,"d":"2,914,835 "},{"v":1253182.880259798,"d":"1,253,183 "},{"v":432506.0395355965,"d":"432,506 "},{"v":6568638.512663021,"d":"6,568,639 "},{"v":13134656.59454882,"d":"13,134,657 "},{"v":0,"d":"0 "},{"v":0,"d":"0 "},{"v":814997.7119468207,"d":"814,998 "},{"v":0,"d":"0 "},{"v":0,"d":"0 "},{"v":25118816.912270207,"d":"25,118,817 "},null,{"v":131,"d":"131 "},{"v":28,"d":"28 "},{"v":1,"d":"1 "},{"v":0,"d":"0 "},{"v":0,"d":"0 "},{"v":0,"d":"0 "},null,null,{"v":637.1579999999999,"d":"637 "},{"v":1262.952,"d":"1,263 "},{"v":20000,"d":"20,000 "},{"v":0,"d":"0 "},{"v":0,"d":"0 "},{"v":0,"d":"0 "},null,null,{"v":0,"d":"0 "},{"v":0,"d":"0 "},{"v":0,"d":"0 "},{"v":0,"d":"0 "},{"v":0,"d":"0 "},{"v":0,"d":"0 "},null,{"v":0,"d":"0 "},{"v":0,"d":"0 "},{"v":0,"d":"0 "},{"v":0,"d":"0 "},{"v":0,"d":"0 "},{"v":0,"d":"0 "},null,0,0,0,0,0,0,0,0,0]
["39411_平成30年度",66,15,4,2018,"平成30年度","39411","津野町",null,{"v":6.915554926753415,"d":"7 "},{"v":1.4163439035889567,"d":"1 "},{"v":2.700889396964355,"d":"3 "},{"v":4.28303878643119,"d":"4 "},{"v":6.396230932405925,"d":"6 "},{"v":5.5995133280103895,"d":"6 "},{"v":9.062662279290725,"d":"9 "},{"v":0.369827162773462,"d":"0 "},{"v":0,"d":"0 "},{"v":0,"d":"0 "},null,{"v":220692,"d":"220,692 "},{"v":357,"d":"357 "},{"v":52,"d":"52 "},{"v":1146,"d":"1,146 "},{"v":2676,"d":"2,676 "},{"v":3412,"d":"3,412 "},{"v":1896,"d":"1,896 "},{"v":5835,"d":"5,835 "},{"v":0,"d":"0 "},{"v":0,"d":"0 "},null,{"v":2603506.360262725,"d":"2,603,506 "},{"v":1269225.349986129,"d":"1,269,225 "},{"v":391391.5515833496,"d":"391,392 "},{"v":6198153.206668553,"d":"6,198,153 "},{"v":10750770.71849454,"d":"10,750,771 "},{"v":0,"d":"0 "},{"v":0,"d":"0 "},{"v":803194.2310024711,"d":"803,194 "},{"v":0,"d":"0 "},{"v":0,"d":"0 "},{"v":22016241.41799777,"d":"22,016,241 "},null,{"v":140,"d":"140 "},{"v":29,"d":"29 "},{"v":1,"d":"1 "},{"v":0,"d":"0 "},{"v":0,"d":"0 "},{"v":0,"d":"0 "},null,null,{"v":685.2180000000001,"d":"685 "},{"v":1289.552,"d":"1,290 "},{"v":20000,"d":"20,000 "},{"v":0,"d":"0 "},{"v":0,"d":"0 "},{"v":0,"d":"0 "},null,null,{"v":0,"d":"0 "},{"v":0,"d":"0 "},{"v":0,"d":"0 "},{"v":0,"d":"0 "},{"v":0,"d":"0 "},{"v":0,"d":"0 "},null,{"v":0,"d":"0 "},{"v":0,"d":"0 "},{"v":0,"d":"0 "},{"v":0,"d":"0 "},{"v":0,"d":"0 "},{"v":0,"d":"0 "},null,0,0,0,0,0,0,0,0,0]
["39411_令和元年度",67,16,4,2019,"令和元年度","39411","津野町",null,{"v":6.703060696817421,"d":"7 "},{"v":1.0760366791533158,"d":"1 "},{"v":2.6812878655864973,"d":"3 "},{"v":3.567850258759439,"d":"4 "},{"v":4.571644942128783,"d":"5 "},{"v":5.449895812104364,"d":"5 "},{"v":8.880580014322591,"d":"9 "},{"v":0.353661268206517,"d":"0 "},{"v":0,"d":"0 "},{"v":0,"d":"0 "},null,{"v":228782,"d":"228,782 "},{"v":357,"d":"357 "},{"v":52,"d":"52 "},{"v":1146,"d":"1,146 "},{"v":2669,"d":"2,669 "},{"v":3412,"d":"3,412 "},{"v":1844,"d":"1,844 "},{"v":5731,"d":"5,731 "},{"v":0,"d":"0 "},{"v":0,"d":"0 "},null,{"v":2496831.56967287,"d":"2,496,832 "},{"v":874090.6700528217,"d":"874,091 "},{"v":434028.6019400209,"d":"434,029 "},{"v":6445951.996613135,"d":"6,445,952 "},{"v":9161744.314727925,"d":"9,161,744 "},{"v":0,"d":"0 "},{"v":0,"d":"0 "},{"v":780519.0570550986,"d":"780,519 "},{"v":0,"d":"0 "},{"v":0,"d":"0 "},{"v":20193166.210061867,"d":"20,193,166 "},null,{"v":147,"d":"147 "},{"v":33,"d":"33 "},{"v":1,"d":"1 "},{"v":0,"d":"0 "},{"v":0,"d":"0 "},{"v":0,"d":"0 "},null,null,{"v":732.7180000000001,"d":"733 "},{"v":1467.652,"d":"1,468 "},{"v":20000,"d":"20,000 "},{"v":0,"d":"0 "},{"v":0,"d":"0 "},{"v":0,"d":"0 "},null,null,{"v":0,"d":"0 "},{"v":0,"d":"0 "},{"v":0,"d":"0 "},{"v":0,"d":"0 "},{"v":0,"d":"0 "},{"v":0,"d":"0 "},null,{"v":0,"d":"0 "},{"v":0,"d":"0 "},{"v":0,"d":"0 "},{"v":0,"d":"0 "},{"v":0,"d":"0 "},{"v":0,"d":"0 "},null,0,0,0,0,0,0,0,0,0]
["39411_令和2年度",68,17,4,2020,"令和2年度","39411","津野町",null,{"v":6.161875659519151,"d":"6 "},{"v":1.3111227578348115,"d":"1 "},{"v":2.7745354802705835,"d":"3 "},{"v":4.710836771267191,"d":"5 "},{"v":8.101464282498366,"d":"8 "},{"v":4.765083194517362,"d":"5 "},{"v":8.35508942943851,"d":"8 "},{"v":0.331359265501929,"d":"0 "},{"v":0,"d":"0 "},{"v":0,"d":"0 "},null,{"v":197590,"d":"197,590 "},{"v":321,"d":"321 "},{"v":47,"d":"47 "},{"v":1108,"d":"1,108 "},{"v":2646,"d":"2,646 "},{"v":3405,"d":"3,405 "},{"v":1844,"d":"1,844 "},{"v":5620,"d":"5,620 "},{"v":0,"d":"0 "},{"v":0,"d":"0 "},null,{"v":2065223.296484821,"d":"2,065,223 "},{"v":1102053.8292863793,"d":"1,102,054 "},{"v":476791.493560813,"d":"476,791 "},{"v":6602193.2716010725,"d":"6,602,193 "},{"v":12562614.63671068,"d":"12,562,615 "},null,null,{"v":733472.4395023036,"d":"733,472 "},null,null,{"v":23542348.967146065,"d":"23,542,349 "},null,{"v":148,"d":"148 "},{"v":34,"d":"34 "},{"v":1,"d":"1 "},{"v":0,"d":"0 "},{"v":0,"d":"0 "},{"v":0,"d":"0 "},null,null,{"v":738.2180000000001,"d":"738 "},{"v":1517.152,"d":"1,517 "},{"v":20000,"d":"20,000 "},{"v":0,"d":"0 "},{"v":0,"d":"0 "},{"v":0,"d":"0 "},null,null,{"v":0,"d":"0 "},{"v":0,"d":"0 "},{"v":0,"d":"0 "},{"v":0,"d":"0 "},{"v":0,"d":"0 "},{"v":0,"d":"0 "},null,{"v":0,"d":"0 "},{"v":0,"d":"0 "},{"v":0,"d":"0 "},{"v":0,"d":"0 "},{"v":0,"d":"0 "},{"v":0,"d":"0 "},null,0,0,0,0,0,0,0,0,0]
["39411_令和3年度",68,18,4,2021,"令和3年度","39411","津野町",null,{"v":7.706151496311626,"d":"8 "},{"v":1.3391092003272027,"d":"1 "},{"v":2.6995777227117057,"d":"3 "},{"v":4.556799502513526,"d":"5 "},{"v":6.4942196086749115,"d":"6 "},{"v":4.59931509796604,"d":"5 "},{"v":8.540468999192166,"d":"9 "},{"v":0.325975220599885,"d":"0 "},{"v":0,"d":"0 "},{"v":0,"d":"0 "},null,{"v":273758,"d":"273,758 "},{"v":321,"d":"321 "},{"v":47,"d":"47 "},{"v":1108,"d":"1,108 "},{"v":2656,"d":"2,656 "},{"v":3384,"d":"3,384 "},{"v":1838,"d":"1,838 "},{"v":5583,"d":"5,583 "},{"v":0,"d":"0 "},{"v":0,"d":"0 "},null,{"v":2530792.047357974,"d":"2,530,792 "},{"v":1177794.4540354074,"d":"1,177,794 "},{"v":458981.127915359,"d":"458,981 "},{"v":7052806.031880233,"d":"7,052,806 "},{"v":10313334.35255226,"d":"10,313,334 "},{"v":0,"d":"0 "},{"v":0,"d":"0 "},{"v":732846.2856309636,"d":"732,846 "},{"v":0,"d":"0 "},{"v":0,"d":"0 "},{"v":22266554.299372196,"d":"22,266,554 "},null,{"v":152,"d":"152 "},{"v":44,"d":"44 "},{"v":1,"d":"1 "},{"v":0,"d":"0 "},{"v":0,"d":"0 "},{"v":0,"d":"0 "},null,null,{"v":759.4280000000001,"d":"759 "},{"v":2012.152,"d":"2,012 "},{"v":20000,"d":"20,000 "},{"v":0,"d":"0 "},{"v":0,"d":"0 "},{"v":0,"d":"0 "},null,null,{"v":0,"d":"0 "},{"v":0,"d":"0 "},{"v":0,"d":"0 "},{"v":0,"d":"0 "},{"v":0,"d":"0 "},{"v":0,"d":"0 "},null,{"v":0,"d":"0 "},{"v":0,"d":"0 "},{"v":0,"d":"0 "},{"v":0,"d":"0 "},{"v":0,"d":"0 "},{"v":0,"d":"0 "},null,0,0,0,0,0,0,0,0,0]
["39411_令和4年度",68,19,4,2022,"令和4年度","39411","津野町",null,{"v":6.86326129331584,"d":"7 "},{"v":0.9782745185548186,"d":"1 "},{"v":2.1280096340723995,"d":"2 "},{"v":3.4786177158563487,"d":"3 "},{"v":5.886490418466281,"d":"6 "},{"v":4.775031383739793,"d":"5 "},{"v":8.380191559703526,"d":"8 "},{"v":0.32119386071865175,"d":"0 "},{"v":0,"d":"0 "},{"v":0,"d":"0 "},null,{"v":283377,"d":"283,377 "},{"v":321,"d":"321 "},{"v":47,"d":"47 "},{"v":1108,"d":"1,108 "},{"v":2619,"d":"2,619 "},{"v":3338,"d":"3,338 "},{"v":1831,"d":"1,831 "},{"v":5456,"d":"5,456 "},{"v":0,"d":"0 "},{"v":0,"d":"0 "},null,{"v":2635258.694053658,"d":"2,635,259 "},{"v":684091.2146197129,"d":"684,091 "},{"v":407350.07658142375,"d":"407,350 "},{"v":6161231.152631367,"d":"6,161,231 "},{"v":12347336.449669609,"d":"12,347,336 "},{"v":0,"d":"0 "},{"v":0,"d":"0 "},{"v":704518.5182852225,"d":"704,519 "},{"v":0,"d":"0 "},{"v":0,"d":"0 "},{"v":22939786.105840992,"d":"22,939,786 "},null,{"v":159,"d":"159 "},{"v":53,"d":"53 "},{"v":1,"d":"1 "},{"v":0,"d":"0 "},{"v":0,"d":"0 "},{"v":0,"d":"0 "},null,null,{"v":809.028,"d":"809 "},{"v":2457.652,"d":"2,458 "},{"v":20000,"d":"20,000 "},{"v":0,"d":"0 "},{"v":0,"d":"0 "},{"v":0,"d":"0 "}]
["39411_令和5年度",68,20,4,2023,"令和5年度","39411","津野町",{"$nulls":35},{"v":168,"d":"168 "},{"v":54,"d":"54 "},{"v":1,"d":"1 "},{"v":0,"d":"0 "},{"v":0,"d":"0 "},{"v":0,"d":"0 "},null,null,{"v":869.5279999999999,"d":"870 "},{"v":2507.152,"d":"2,507 "},{"v":20000,"d":"20,000 "},{"v":0,"d":"0 "},{"v":0,"d":"0 "},{"v":0,"d":"0 "}]
["39411_令和6年度",68,21,4,2024,"令和6年度","39411","津野町"]
["46502_平成2年度",171,1,11,1990,"平成2年度","46502","南種子町",null,{"v":3.80680126466033,"d":"4 "},{"v":2.098105185285288,"d":"2 "},{"v":1.722463698473357,"d":"2 "},{"v":5.357736433652899,"d":"5 "},{"v":6.050170627695083,"d":"6 "},{"v":4.310599545250106,"d":"4 "},{"v":11.46158505711947,"d":"11 "},{"v":0.472512484803003,"d":"0 "},{"v":2.595330996948438,"d":"3 "},{"v":0.3774527096311985,"d":"0 "},null,{"v":397840,"d":"397,840 "},{"v":522,"d":"522 "},{"v":19,"d":"19 "},{"v":2001,"d":"2,001 "},{"v":2867,"d":"2,867 "},{"v":1773,"d":"1,773 "},{"v":2783,"d":"2,783 "},{"v":7672,"d":"7,672 "},{"v":449516,"d":"449,516 "},{"v":0.3774527096311985,"d":"0 "},{"$nulls":29},"","","","","","",null,"","","","","",""]
["46502_平成17年度",172,2,11,2005,"平成17年度","46502","南種子町",null,{"v":2.021832419550538,"d":"2 "},{"v":1.009250258144281,"d":"1 "},{"v":1.03424102125117,"d":"1 "},{"v":7.925477862662757,"d":"8 "},{"v":7.684462826840391,"d":"8 "},{"v":6.561392288776995,"d":"7 "},{"v":14.34677698842163,"d":"14 "},{"v":0.399910383391957,"d":"0 "},{"v":2.571140727992757,"d":"3 "},{"v":1.003517164437385,"d":"1 "},null,{"v":218321,"d":"218,321 "},{"v":375,"d":"375 "},{"v":11,"d":"11 "},{"v":1699,"d":"1,699 "},{"v":3078,"d":"3,078 "},{"v":3123,"d":"3,123 "},{"v":2853,"d":"2,853 "},{"v":6788,"d":"6,788 "},{"v":454653,"d":"454,653 "},{"v":1.003517164437385,"d":"1 "},{"$nulls":29},"","","","","","",null,"","","","","",""]
["46502_平成18年度",173,3,11,2006,"平成18年度","46502","南種子町",null,"","","","","","","","","","",null,"","","","","","","","","","",null,"","","","","","","","","","",null,null,"","","","","","","",null,"","","","","","","",null,"","","","","","",null,"","","","","",""]
["46502_平成19年度",174,4,11,2007,"平成19年度","46502","南種子町",null,{"v":1.614318842094476,"d":"2 "},{"v":0.9231553402806173,"d":"1 "},{"v":0.6996326397604202,"d":"1 "},{"v":9.11989538254509,"d":"9 "},{"v":7.610240496837777,"d":"8 "},{"v":6.329941789757745,"d":"6 "},{"v":14.60459403370906,"d":"15 "},{"v":0.410543929201348,"d":"0 "},{"v":3.92223367831802,"d":"4 "},{"v":0.493393244262151,"d":"0 "},null,{"v":217769,"d":"217,769 "},{"v":354,"d":"354 "},{"v":10,"d":"10 "},{"v":2289,"d":"2,289 "},{"v":3068,"d":"3,068 "},{"v":3132,"d":"3,132 "},{"v":2860,"d":"2,860 "},{"v":6600,"d":"6,600 "},{"v":713466,"d":"713,466 "},{"v":0.493393244262151,"d":"0 "},{"$nulls":29},"","","","","","",null,"","","","","",""]
["46502_平成20年度",175,5,11,2008,"平成20年度","46502","南種子町",null,{"v":1.378643767214529,"d":"1 "},{"v":0.7201036300981335,"d":"1 "},{"v":0.6047531261700525,"d":"1 "},{"v":9.708364128306831,"d":"10 "},{"v":6.768896250331504,"d":"7 "},{"v":6.205121396815522,"d":"6 "},{"v":14.46553357391428,"d":"14 "},{"v":0.392946350720298,"d":"0 "},{"v":2.73442892091281,"d":"3 "},{"v":0.4075670831152527,"d":"0 "},null,{"v":201143,"d":"201,143 "},{"v":354,"d":"354 "},{"v":10,"d":"10 "},{"v":2289,"d":"2,289 "},{"v":3031,"d":"3,031 "},{"v":3178,"d":"3,178 "},{"v":2836,"d":"2,836 "},{"v":6421,"d":"6,421 "},{"v":516496,"d":"516,496 "},{"v":0.4075670831152527,"d":"0 "},{"$nulls":29},"","","","","","",null,"","","","","",""]
["46502_平成21年度",176,6,11,2009,"平成21年度","46502","南種子町",null,{"v":1.517125541339185,"d":"2 "},{"v":0.6857698597080125,"d":"1 "},{"v":2.208851387052078,"d":"2 "},{"v":8.43672872242277,"d":"8 "},{"v":6.369926123172831,"d":"6 "},{"v":6.328081982926403,"d":"6 "},{"v":13.83715240628544,"d":"14 "},{"v":0.371004388581367,"d":"0 "},{"v":2.126809564363952,"d":"2 "},{"v":0.5812457762423658,"d":"1 "},null,{"v":210410,"d":"210,410 "},{"v":318,"d":"318 "},{"v":54,"d":"54 "},{"v":2217,"d":"2,217 "},{"v":3037,"d":"3,037 "},{"v":3199,"d":"3,199 "},{"v":2785,"d":"2,785 "},{"v":6364,"d":"6,364 "},{"v":391915,"d":"391,915 "},{"v":0.5812457762423658,"d":"1 "},{"$nulls":29},{"v":0,"d":"0 "},{"v":0,"d":"0 "},{"v":0,"d":"0 "},{"v":2.73,"d":"3 "},{"v":23.3,"d":"23 "},{"v":0,"d":"0 "},null,{"v":0,"d":"0 "},{"v":0,"d":"0 "},{"v":0,"d":"0 "},{"v":1,"d":"1 "},{"v":1,"d":"1 "},{"v":0,"d":"0 "},null,26.03,0,0,0,0,0,0,0,0]
["46502_平成22年度",177,7,11,2010,"平成22年度","46502","南種子町",null,{"v":1.637973924196453,"d":"2 "},{"v":0.7286866457655512,"d":"1 "},{"v":2.033537861845134,"d":"2 "},{"v":9.093025060923697,"d":"9 "},{"v":7.509735644331662,"d":"8 "},{"v":6.340161542811984,"d":"6 "},{"v":14.19666394043029,"d":"14 "},{"v":0.384076393627158,"d":"0 "},{"v":2.546461959002853,"d":"3 "},{"v":0.4218108338931827,"d":"0 "},null,{"v":239091,"d":"239,091 "},{"v":318,"d":"318 "},{"v":54,"d":"54 "},{"v":2217,"d":"2,217 "},{"v":3038,"d":"3,038 "},{"v":3220,"d":"3,220 "},{"v":2786,"d":"2,786 "},{"v":6313,"d":"6,313 "},{"v":444685,"d":"444,685 "},{"v":0.4218108338931827,"d":"0 "},{"$nulls":29},{"v":0,"d":"0 "},{"v":0,"d":"0 "},{"v":0,"d":"0 "},{"v":2.7,"d":"3 "},{"v":23.921,"d":"24 "},{"v":0,"d":"0 "},null,{"v":0,"d":"0 "},{"v":0,"d":"0 "},{"v":0,"d":"0 "},{"v":1,"d":"1 "},{"v":1,"d":"1 "},{"v":0,"d":"0 "},null,26.621,0,0,0,0,0,0,0,0]
["46502_平成23年度",178,8,11,2011,"平成23年度","46502","南種子町",null,{"v":2.068495926734592,"d":"2 "},{"v":0.9639879970941373,"d":"1 "},{"v":2.736146620554132,"d":"3 "},{"v":10.82332050785924,"d":"11 "},{"v":9.213434352692234,"d":"9 "},{"v":6.255455629837368,"d":"6 "},{"v":13.7319702234861,"d":"14 "},{"v":0.436501200018674,"d":"0 "},{"v":3.178540716354825,"d":"3 "},{"v":0.72877102316,"d":"1 "},null,{"v":254457,"d":"254,457 "},{"v":318,"d":"318 "},{"v":54,"d":"54 "},{"v":2217,"d":"2,217 "},{"v":3027,"d":"3,027 "},{"v":3246,"d":"3,246 "},{"v":2775,"d":"2,775 "},{"v":6220,"d":"6,220 "},{"v":554146,"d":"554,146 "},{"v":0.72877102316,"d":"1 "},{"$nulls":29},{"v":0,"d":"0 "},{"v":0,"d":"0 "},{"v":0,"d":"0 "},{"v":2.727,"d":"3 "},{"v":23.035,"d":"23 "},{"v":0,"d":"0 "},null,{"v":0,"d":"0 "},{"v":0,"d":"0 "},{"v":0,"d":"0 "},{"v":1,"d":"1 "},{"v":1,"d":"1 "},{"v":0,"d":"0 "},null,25.762,0,0,0,0,0,0,0,0]
["46502_平成24年度",179,9,11,2012,"平成24年度","46502","南種子町",null,{"v":1.98362875159306,"d":"2 "},{"v":0.9872553541029161,"d":"1 "},{"v":2.772818919689531,"d":"3 "},{"v":12.10660120751078,"d":"12 "},{"v":9.484081808420886,"d":"9 "},{"v":6.2999166569531475,"d":"6 "},{"v":13.720519310864965,"d":"14 "},{"v":0.463880310233709,"d":"0 "},{"v":3.186618655659399,"d":"3 "},{"v":0.7641375693599999,"d":"1 "},null,{"v":236880,"d":"236,880 "},{"v":318,"d":"318 "},{"v":54,"d":"54 "},{"v":2217,"d":"2,217 "},{"v":3023,"d":"3,023 "},{"v":3295,"d":"3,295 "},{"v":2757,"d":"2,757 "},{"v":6084,"d":"6,084 "},{"v":541165,"d":"541,165 "},{"v":0.7641375693599999,"d":"1 "},{"$nulls":29},{"v":0,"d":"0 "},{"v":0,"d":"0 "},{"v":0,"d":"0 "},{"v":2.608,"d":"3 "},{"v":24.069,"d":"24 "},{"v":0,"d":"0 "},null,{"v":0,"d":"0 "},{"v":0,"d":"0 "},{"v":0,"d":"0 "},{"v":1,"d":"1 "},{"v":1,"d":"1 "},{"v":0,"d":"0 "},null,26.677,0,0,0,0,0,0,0,0]
["46502_平成25年度",180,10,11,2013,"平成25年度","46502","南種子町",null,{"v":2.081662738348543,"d":"2 "},{"v":0.8693338682900286,"d":"1 "},{"v":2.537914861515051,"d":"3 "},{"v":12.12624165834132,"d":"12 "},{"v":10.13406536435785,"d":"10 "},{"v":6.056282290506644,"d":"6 "},{"v":13.532440858974779,"d":"14 "},{"v":0.468074462371707,"d":"0 "},{"v":2.597685340515522,"d":"3 "},{"v":0.81039865075,"d":"1 "},null,{"v":223396,"d":"223,396 "},{"v":318,"d":"318 "},{"v":54,"d":"54 "},{"v":2217,"d":"2,217 "},{"v":3010,"d":"3,010 "},{"v":3309,"d":"3,309 "},{"v":2709,"d":"2,709 "},{"v":6051,"d":"6,051 "},{"v":430623,"d":"430,623 "},{"v":0.81039865075,"d":"1 "},{"$nulls":29},{"v":0,"d":"0 "},{"v":0,"d":"0 "},{"v":0,"d":"0 "},{"v":2.769,"d":"3 "},{"v":21.522,"d":"22 "},{"v":0,"d":"0 "},null,{"v":0,"d":"0 "},{"v":0,"d":"0 "},{"v":0,"d":"0 "},{"v":1,"d":"1 "},{"v":1,"d":"1 "},{"v":0,"d":"0 "},null,24.291,0,0,0,0,0,0,0,0]
["46502_平成26年度",181,11,11,2014,"平成26年度","46502","南種子町",null,{"v":1.634669792411005,"d":"2 "},{"v":0.8736027456594834,"d":"1 "},{"v":1.121203114695389,"d":"1 "},{"v":12.33704566845436,"d":"12 "},{"v":9.758049277854683,"d":"10 "},{"v":5.795421572512575,"d":"6 "},{"v":13.356735295891191,"d":"13 "},{"v":0.443671695428637,"d":"0 "},{"v":2.229618021805337,"d":"2 "},{"v":0.7275727616,"d":"1 "},null,{"v":203679,"d":"203,679 "},{"v":279,"d":"279 "},{"v":24,"d":"24 "},{"v":2430,"d":"2,430 "},{"v":3024,"d":"3,024 "},{"v":3335,"d":"3,335 "},{"v":2660,"d":"2,660 "},{"v":5978,"d":"5,978 "},{"v":370770,"d":"370,770 "},{"v":0.7275727616,"d":"1 "},{"$nulls":13},{"v":104,"d":"104 "},{"v":34,"d":"34 "},{"v":0,"d":"0 "},{"v":0,"d":"0 "},{"v":0,"d":"0 "},{"v":0,"d":"0 "},null,null,{"v":508.11,"d":"508 "},{"v":1356.1,"d":"1,356 "},{"v":0,"d":"0 "},{"v":0,"d":"0 "},{"v":0,"d":"0 "},{"v":0,"d":"0 "},null,null,{"v":0,"d":"0 "},{"v":0,"d":"0 "},{"v":0,"d":"0 "},{"v":2.803,"d":"3 "},{"v":23.826,"d":"24 "},{"v":0,"d":"0 "},null,{"v":0,"d":"0 "},{"v":0,"d":"0 "},{"v":0,"d":"0 "},{"v":1,"d":"1 "},{"v":1,"d":"1 "},{"v":0,"d":"0 "},null,26.629,0,0,0,0,0,0,0,0]
["46502_平成27年度",182,12,11,2015,"平成27年度","46502","南種子町",null,{"v":1.992876031532839,"d":"2 "},{"v":0.730469783023354,"d":"1 "},{"v":1.20399752927953,"d":"1 "},{"v":12.34848403830787,"d":"12 "},{"v":8.449894186154525,"d":"8 "},{"v":5.79697794170117,"d":"6 "},{"v":13.151200160605981,"d":"13 "},{"v":0.428876940891055,"d":"0 "},{"v":1.8966185835017515,"d":"2 "},{"v":0.63434496411,"d":"1 "},null,{"v":285347,"d":"285,347 "},{"v":279,"d":"279 "},{"v":24,"d":"24 "},{"v":2430,"d":"2,430 "},{"v":3001,"d":"3,001 "},{"v":3368,"d":"3,368 "},{"v":2617,"d":"2,617 "},{"v":5903,"d":"5,903 "},{"v":324196,"d":"324,196 "},{"v":0.63434496411,"d":"1 "},null,{"v":2697252.619803475,"d":"2,697,253 "},{"v":627000.7525571685,"d":"627,001 "},{"v":201354.5726247941,"d":"201,355 "},{"v":14926278.06082137,"d":"14,926,278 "},{"v":13571104.04097655,"d":"13,571,104 "},{"v":0,"d":"0 "},{"v":0,"d":"0 "},{"v":808981.3878463225,"d":"808,981 "},{"v":0,"d":"0 "},{"v":0,"d":"0 "},{"v":32831971.43462968,"d":"32,831,971 "},null,{"v":105,"d":"105 "},{"v":43,"d":"43 "},{"v":0,"d":"0 "},{"v":0,"d":"0 "},{"v":0,"d":"0 "},{"v":0,"d":"0 "},null,null,{"v":513.61,"d":"514 "},{"v":1701.6,"d":"1,702 "},{"v":0,"d":"0 "},{"v":0,"d":"0 "},{"v":0,"d":"0 "},{"v":0,"d":"0 "},null,null,{"v":0,"d":"0 "},{"v":0,"d":"0 "},{"v":0,"d":"0 "},{"v":2.933,"d":"3 "},{"v":24.056,"d":"24 "},{"v":0,"d":"0 "},null,{"v":0,"d":"0 "},{"v":0,"d":"0 "},{"v":0,"d":"0 "},{"v":1,"d":"1 "},{"v":1,"d":"1 "},{"v":0,"d":"0 "},null,26.989,0,0,0,0,0,0,0,0]
["46502_平成28年度",183,13,11,2016,"平成28年度","46502","南種子町",null,{"v":1.702899241879773,"d":"2 "},{"v":0.7066398892468728,"d":"1 "},{"v":1.0629316411602734,"d":"1 "},{"v":9.596673460794236,"d":"10 "},{"v":7.648618187252136,"d":"8 "},{"v":5.775890908698141,"d":"6 "},{"v":13.103973056161758,"d":"13 "},{"v":0.40733490461848215,"d":"0 "},{"v":2.3888273287972863,"d":"2 "},{"v":0.6980396436,"d":"1 "},null,{"v":261356,"d":"261,356 "},{"v":279,"d":"279 "},{"v":24,"d":"24 "},{"v":2430,"d":"2,430 "},{"v":2955,"d":"2,955 "},{"v":3397,"d":"3,397 "},{"v":2697,"d":"2,697 "},{"v":5767,"d":"5,767 "},{"v":407988.1933844287,"d":"407,988 "},{"v":0.6980396436,"d":"1 "},null,{"v":2376604.853693862,"d":"2,376,605 "},{"v":604222.6196948669,"d":"604,223 "},{"v":169688.6913064192,"d":"169,689 "},{"v":15023175.30101495,"d":"15,023,175 "},{"v":12608074.34116718,"d":"12,608,074 "},{"v":0,"d":"0 "},{"v":0,"d":"0 "},{"v":790957.1774311239,"d":"790,957 "},{"v":0,"d":"0 "},{"v":0,"d":"0 "},{"v":31572722.984308403,"d":"31,572,723 "},null,{"v":105,"d":"105 "},{"v":44,"d":"44 "},{"v":0,"d":"0 "},{"v":0,"d":"0 "},{"v":0,"d":"0 "},{"v":0,"d":"0 "},null,null,{"v":513.61,"d":"514 "},{"v":1722.1,"d":"1,722 "},{"v":0,"d":"0 "},{"v":0,"d":"0 "},{"v":0,"d":"0 "},{"v":0,"d":"0 "},null,null,{"v":0,"d":"0 "},{"v":0,"d":"0 "},{"v":0,"d":"0 "},{"v":2.929,"d":"3 "},{"v":26.122,"d":"26 "},{"v":0,"d":"0 "},null,{"v":0,"d":"0 "},{"v":0,"d":"0 "},{"v":0,"d":"0 "},{"v":1,"d":"1 "},{"v":1,"d":"1 "},{"v":0,"d":"0 "},null,29.051,0,0,0,0,0,0,0,0]
["46502_平成29年度",184,14,11,2017,"平成29年度","46502","南種子町",null,{"v":2.0703249542574405,"d":"2 "},{"v":0.7331391826109719,"d":"1 "},{"v":0.9698698139464113,"d":"1 "},{"v":8.692096908356408,"d":"9 "},{"v":7.973507978330148,"d":"8 "},{"v":5.790357686011071,"d":"6 "},{"v":12.91474930546755,"d":"13 "},{"v":0.394106827861391,"d":"0 "},{"v":2.3664277921877823,"d":"2 "},{"v":0.6333040592999999,"d":"1 "},null,{"v":366354,"d":"366,354 "},{"v":279,"d":"279 "},{"v":24,"d":"24 "},{"v":2430,"d":"2,430 "},{"v":2987,"d":"2,987 "},{"v":3462,"d":"3,462 "},{"v":2675,"d":"2,675 "},{"v":5770,"d":"5,770 "},{"v":412181.9999999999,"d":"412,182 "},{"v":0.6333040592999999,"d":"1 "},null,{"v":3099150.988589593,"d":"3,099,151 "},{"v":628318.3312451243,"d":"628,318 "},{"v":199573.9532279997,"d":"199,574 "},{"v":14357138.40677759,"d":"14,357,138 "},{"v":14655423.57143539,"d":"14,655,424 "},{"v":0,"d":"0 "},{"v":0,"d":"0 "},{"v":792606.9101522259,"d":"792,607 "},{"v":0,"d":"0 "},{"v":0,"d":"0 "},{"v":33732212.16142792,"d":"33,732,212 "},null,{"v":105,"d":"105 "},{"v":47,"d":"47 "},{"v":0,"d":"0 "},{"v":0,"d":"0 "},{"v":0,"d":"0 "},{"v":0,"d":"0 "},null,null,{"v":513.61,"d":"514 "},{"v":3171.1,"d":"3,171 "},{"v":0,"d":"0 "},{"v":0,"d":"0 "},{"v":0,"d":"0 "},{"v":0,"d":"0 "},null,null,{"v":0,"d":"0 "},{"v":0,"d":"0 "},{"v":0,"d":"0 "},{"v":2.902,"d":"3 "},{"v":25.354,"d":"25 "},{"v":0,"d":"0 "},null,{"v":0,"d":"0 "},{"v":0,"d":"0 "},{"v":0,"d":"0 "},{"v":1,"d":"1 "},{"v":1,"d":"1 "},{"v":0,"d":"0 "},null,28.256,0,0,0,0,0,0,0,0]
["46502_平成30年度",185,15,11,2018,"平成30年度","46502","南種子町",null,{"v":1.2604354710150956,"d":"1 "},{"v":0.6366454293765001,"d":"1 "},{"v":0.8623448999742088,"d":"1 "},{"v":7.7703186706632295,"d":"8 "},{"v":5.620027245053361,"d":"6 "},{"v":5.706186354481865,"d":"6 "},{"v":12.566318107729597,"d":"13 "},{"v":0.362094701101078,"d":"0 "},{"v":2.364597197216432,"d":"2 "},{"v":0.7148632402099999,"d":"1 "},null,{"v":259776,"d":"259,776 "},{"v":279,"d":"279 "},{"v":24,"d":"24 "},{"v":2430,"d":"2,430 "},{"v":2980,"d":"2,980 "},{"v":3477,"d":"3,477 "},{"v":2629,"d":"2,629 "},{"v":5713,"d":"5,713 "},{"v":410249,"d":"410,249 "},{"v":0.7148632402099999,"d":"1 "},null,{"v":2240220.72158061,"d":"2,240,221 "},{"v":576017.1843259374,"d":"576,017 "},{"v":177130.4157988782,"d":"177,130 "},{"v":13741202.80678158,"d":"13,741,203 "},{"v":13429568.69382645,"d":"13,429,569 "},{"v":0,"d":"0 "},{"v":0,"d":"0 "},{"v":786400.79549565,"d":"786,401 "},{"v":0,"d":"0 "},{"v":0,"d":"0 "},{"v":30950540.61780911,"d":"30,950,541 "},null,{"v":106,"d":"106 "},{"v":50,"d":"50 "},{"v":0,"d":"0 "},{"v":0,"d":"0 "},{"v":0,"d":"0 "},{"v":0,"d":"0 "},null,null,{"v":523.61,"d":"524 "},{"v":3320,"d":"3,320 "},{"v":0,"d":"0 "},{"v":0,"d":"0 "},{"v":0,"d":"0 "},{"v":0,"d":"0 "},null,null,{"v":0,"d":"0 "},{"v":0,"d":"0 "},{"v":0,"d":"0 "},{"v":3.036,"d":"3 "},{"v":24.025,"d":"24 "},{"v":0,"d":"0 "},null,{"v":0,"d":"0 "},{"v":0,"d":"0 "},{"v":0,"d":"0 "},{"v":1,"d":"1 "},{"v":1,"d":"1 "},{"v":0,"d":"0 "},null,27.061,0,0,0,0,0,0,0,0]
["46502_令和元年度",186,16,11,2019,"令和元年度","46502","南種子町",null,{"v":1.5883270155115314,"d":"2 "},{"v":0.608355551612442,"d":"1 "},{"v":0.8807911728816694,"d":"1 "},{"v":8.390094326857508,"d":"8 "},{"v":6.149212284645856,"d":"6 "},{"v":5.536148559423718,"d":"6 "},{"v":11.933881385841316,"d":"12 "},{"v":0.348477609764823,"d":"0 "},{"v":1.3993352045012395,"d":"1 "},{"v":0.6466237617800001,"d":"1 "},null,{"v":307546,"d":"307,546 "},{"v":279,"d":"279 "},{"v":24,"d":"24 "},{"v":2430,"d":"2,430 "},{"v":2962,"d":"2,962 "},{"v":3466,"d":"3,466 "},{"v":2478,"d":"2,478 "},{"v":5647,"d":"5,647 "},{"v":246756,"d":"246,756 "},{"v":0.6466237617800001,"d":"1 "},null,{"v":2755481.38661196,"d":"2,755,481 "},{"v":561643.488335698,"d":"561,643 "},{"v":204885.5971964954,"d":"204,886 "},{"v":13882747.66413585,"d":"13,882,748 "},{"v":14143555.27049793,"d":"14,143,555 "},{"v":0,"d":"0 "},{"v":0,"d":"0 "},{"v":769078.8894067601,"d":"769,079 "},{"v":0,"d":"0 "},{"v":0,"d":"0 "},{"v":32317392.296184693,"d":"32,317,392 "},null,{"v":106,"d":"106 "},{"v":52,"d":"52 "},{"v":0,"d":"0 "},{"v":0,"d":"0 "},{"v":0,"d":"0 "},{"v":0,"d":"0 "},null,null,{"v":523.41,"d":"523 "},{"v":3388.6,"d":"3,389 "},{"v":0,"d":"0 "},{"v":0,"d":"0 "},{"v":0,"d":"0 "},{"v":0,"d":"0 "},null,null,{"v":0,"d":"0 "},{"v":0,"d":"0 "},{"v":0,"d":"0 "},{"v":2.987,"d":"3 "},{"v":24.734,"d":"25 "},{"v":0,"d":"0 "},null,{"v":0,"d":"0 "},{"v":0,"d":"0 "},{"v":0,"d":"0 "},{"v":1,"d":"1 "},{"v":1,"d":"1 "},{"v":0,"d":"0 "},null,27.721,0,0,0,0,0,0,0,0]
["46502_令和2年度",187,17,11,2020,"令和2年度","46502","南種子町",null,{"v":1.129526051717604,"d":"1 "},{"v":0.626905383016047,"d":"1 "},{"v":3.7418509638088038,"d":"4 "},{"v":6.883393899442353,"d":"7 "},{"v":5.945134635992677,"d":"6 "},{"v":4.830856736409378,"d":"5 "},{"v":11.214124912071751,"d":"11 "},{"v":0.327232014864005,"d":"0 "},{"v":1.3721347111500375,"d":"1 "},{"v":0.6856468419999999,"d":"1 "},null,{"v":224146,"d":"224,146 "},{"v":255,"d":"255 "},{"v":89,"d":"89 "},{"v":2038,"d":"2,038 "},{"v":2935,"d":"2,935 "},{"v":3452,"d":"3,452 "},{"v":2475,"d":"2,475 "},{"v":5550,"d":"5,550 "},{"v":243238,"d":"243,238 "},{"v":0.6856468419999999,"d":"1 "},null,{"v":1894710.515065226,"d":"1,894,711 "},{"v":537898.3410256323,"d":"537,898 "},{"v":1008427.0706400833,"d":"1,008,427 "},{"v":10971420.086922659,"d":"10,971,420 "},{"v":12907861.54135315,"d":"12,907,862 "},null,null,{"v":724336.6617860827,"d":"724,337 "},null,null,{"v":28044654.216792833,"d":"28,044,654 "},null,{"v":107,"d":"107 "},{"v":57,"d":"57 "},{"v":0,"d":"0 "},{"v":0,"d":"0 "},{"v":0,"d":"0 "},{"v":0,"d":"0 "},null,null,{"v":528.6099999999999,"d":"529 "},{"v":3596.599999999999,"d":"3,597 "},{"v":0,"d":"0 "},{"v":0,"d":"0 "},{"v":0,"d":"0 "},{"v":0,"d":"0 "},null,null,{"v":0,"d":"0 "},{"v":0,"d":"0 "},{"v":0,"d":"0 "},{"v":3.022,"d":"3 "},{"v":22.576,"d":"23 "},{"v":0,"d":"0 "},null,{"v":0,"d":"0 "},{"v":0,"d":"0 "},{"v":0,"d":"0 "},{"v":1,"d":"1 "},{"v":1,"d":"1 "},{"v":0,"d":"0 "},null,25.598,0,0,0,0,0,0,0,0]
["46502_令和3年度",187,18,11,2021,"令和3年度","46502","南種子町",null,{"v":0.6444338658957883,"d":"1 "},{"v":0.6361947294344484,"d":"1 "},{"v":3.2746384290785393,"d":"3 "},{"v":6.489830676422299,"d":"6 "},{"v":5.402000003113985,"d":"5 "},{"v":4.674067559664661,"d":"5 "},{"v":11.467833237217771,"d":"11 "},{"v":0.31698360606068,"d":"0 "},{"v":1.4966582016238694,"d":"1 "},{"v":0.63967332924,"d":"1 "},null,{"v":166020,"d":"166,020 "},{"v":255,"d":"255 "},{"v":89,"d":"89 "},{"v":2038,"d":"2,038 "},{"v":2935,"d":"2,935 "},{"v":3439,"d":"3,439 "},{"v":2468,"d":"2,468 "},{"v":5429,"d":"5,429 "},{"v":257384,"d":"257,384 "},{"v":0.63967332924,"d":"1 "},null,{"v":1235180.6910139471,"d":"1,235,181 "},{"v":545690.3881125498,"d":"545,690 "},{"v":930512.7108477296,"d":"930,513 "},{"v":12336668.386280896,"d":"12,336,668 "},{"v":13966766.08295555,"d":"13,966,766 "},{"v":0,"d":"0 "},{"v":0,"d":"0 "},{"v":712631.646908562,"d":"712,632 "},{"v":0,"d":"0 "},{"v":0,"d":"0 "},{"v":29727449.906119235,"d":"29,727,450 "},null,{"v":110,"d":"110 "},{"v":62,"d":"62 "},{"v":0,"d":"0 "},{"v":0,"d":"0 "},{"v":0,"d":"0 "},{"v":0,"d":"0 "},null,null,{"v":545.9099999999999,"d":"546 "},{"v":3805.599999999999,"d":"3,806 "},{"v":0,"d":"0 "},{"v":0,"d":"0 "},{"v":0,"d":"0 "},{"v":0,"d":"0 "},null,null,{"v":0,"d":"0 "},{"v":0,"d":"0 "},{"v":0,"d":"0 "},{"v":2.931,"d":"3 "},{"v":19.482,"d":"19 "},{"v":0,"d":"0 "},null,{"v":0,"d":"0 "},{"v":0,"d":"0 "},{"v":0,"d":"0 "},{"v":1,"d":"1 "},{"v":1,"d":"1 "},{"v":0,"d":"0 "},null,22.413,0,0,0,0,0,0,0,0]
["46502_令和4年度",187,19,11,2022,"令和4年度","46502","南種子町",null,{"v":0.8077614400456838,"d":"1 "},{"v":0.588097715988595,"d":"1 "},{"v":3.2416351071842624,"d":"3 "},{"v":7.086440959731203,"d":"7 "},{"v":7.272426195361974,"d":"7 "},{"v":4.869444826318231,"d":"5 "},{"v":11.43294293617663,"d":"11 "},{"v":0.31571896536549293,"d":"0 "},{"v":1.5923463405126257,"d":"2 "},{"v":0.6597875512799999,"d":"1 "},null,{"v":183177,"d":"183,177 "},{"v":255,"d":"255 "},{"v":89,"d":"89 "},{"v":2038,"d":"2,038 "},{"v":2918,"d":"2,918 "},{"v":3404,"d":"3,404 "},{"v":2498,"d":"2,498 "},{"v":5363,"d":"5,363 "},{"v":277278.99999999994,"d":"277,279 "},{"v":0.6597875512799999,"d":"1 "},null,{"v":1246434.3585098279,"d":"1,246,434 "},{"v":437618.78025732184,"d":"437,619 "},{"v":1033398.3768479276,"d":"1,033,398 "},{"v":11232052.164089646,"d":"11,232,052 "},{"v":14284171.606980924,"d":"14,284,172 "},{"v":0,"d":"0 "},{"v":0,"d":"0 "},{"v":692509.6799053607,"d":"692,510 "},{"v":0,"d":"0 "},{"v":0,"d":"0 "},{"v":28926184.966591008,"d":"28,926,185 "},null,{"v":113,"d":"113 "},{"v":63,"d":"63 "},{"v":0,"d":"0 "},{"v":0,"d":"0 "},{"v":0,"d":"0 "},{"v":0,"d":"0 "},null,null,{"v":565.01,"d":"565 "},{"v":3855.0999999999995,"d":"3,855 "},{"v":0,"d":"0 "},{"v":0,"d":"0 "},{"v":0,"d":"0 "},{"v":0,"d":"0 "}]
["46502_令和5年度",187,20,11,2023,"令和5年度","46502","南種子町",{"$nulls":35},{"v":113,"d":"113 "},{"v":63,"d":"63 "},{"v":0,"d":"0 "},{"v":0,"d":"0 "},{"v":0,"d":"0 "},{"v":0,"d":"0 "},null,null,{"v":564.41,"d":"564 "},{"v":3855.0999999999995,"d":"3,855 "},{"v":0,"d":"0 "},{"v":0,"d":"0 "},{"v":0,"d":"0 "},{"v":0,"d":"0 "}]
["46502_令和6年度",187,21,11,2024,"令和6年度","46502","南種子町"]
["05363_平成2年度",18,1,2,1990,"平成2年度","05363","八郎潟町",null,{"v":7.410219662836346,"d":"7 "},{"v":1.484939854060466,"d":"1 "},{"v":1.948703011636596,"d":"2 "},{"v":4.774175143249108,"d":"5 "},{"v":9.568665105543495,"d":"10 "},{"v":5.39736660488169,"d":"5 "},{"v":8.51279062632625,"d":"9 "},{"v":0.502075309712471,"d":"1 "},{"v":0,"d":"0 "},{"v":0.5409437407106278,"d":"1 "},null,{"v":555131,"d":"555,131 "},{"v":361,"d":"361 "},{"v":36,"d":"36 "},{"v":1897,"d":"1,897 "},{"v":2215,"d":"2,215 "},{"v":2220,"d":"2,220 "},{"v":2067,"d":"2,067 "},{"v":8152,"d":"8,152 "},{"v":0,"d":"0 "},{"v":0.5409437407106278,"d":"1 "},{"$nulls":29},"","","","","","",null,"","","","","",""]
["05363_平成17年度",19,2,2,2005,"平成17年度","05363","八郎潟町",null,{"v":4.167595334458785,"d":"4 "},{"v":0.9314527687471396,"d":"1 "},{"v":1.325513536585398,"d":"1 "},{"v":9.912550273162458,"d":"10 "},{"v":14.35619288902402,"d":"14 "},{"v":7.706431929309644,"d":"8 "},{"v":7.497737290479023,"d":"7 "},{"v":0.424772225140838,"d":"0 "},{"v":0,"d":"0 "},{"v":0,"d":"0 "},null,{"v":237416,"d":"237,416 "},{"v":233,"d":"233 "},{"v":14,"d":"14 "},{"v":1622,"d":"1,622 "},{"v":2484,"d":"2,484 "},{"v":3668,"d":"3,668 "},{"v":1491,"d":"1,491 "},{"v":7210,"d":"7,210 "},{"v":0,"d":"0 "},{"v":0,"d":"0 "},{"$nulls":29},"","","","","","",null,"","","","","",""]
["05363_平成18年度",20,3,2,2006,"平成18年度","05363","八郎潟町",null,"","","","","","","","","","",null,"","","","","","","","","","",null,"","","","","","","","","","",null,null,"","","","","","","",null,"","","","","","","",null,"","","","","","",null,"","","","","",""]
["05363_平成19年度",21,4,2,2007,"平成19年度","05363","八郎潟町",null,{"v":4.631214792038,"d":"5 "},{"v":0.7096353687127942,"d":"1 "},{"v":3.370437987457933,"d":"3 "},{"v":7.772680405639073,"d":"8 "},{"v":14.41532640771044,"d":"14 "},{"v":7.399079467529727,"d":"7 "},{"v":7.343149028137635,"d":"7 "},{"v":0.431817569169055,"d":"0 "},{"v":0,"d":"0 "},{"v":0,"d":"0 "},null,{"v":366266,"d":"366,266 "},{"v":237,"d":"237 "},{"v":39,"d":"39 "},{"v":1626,"d":"1,626 "},{"v":2476,"d":"2,476 "},{"v":3661,"d":"3,661 "},{"v":1438,"d":"1,438 "},{"v":6942,"d":"6,942 "},{"v":0,"d":"0 "},{"v":0,"d":"0 "},{"$nulls":29},"","","","","","",null,"","","","","",""]
["05363_平成20年度",22,5,2,2008,"平成20年度","05363","八郎潟町",null,{"v":3.849415326929093,"d":"4 "},{"v":0.536818291254265,"d":"1 "},{"v":3.036974874607693,"d":"3 "},{"v":8.125090538333762,"d":"8 "},{"v":11.89657691648796,"d":"12 "},{"v":7.15600060394238,"d":"7 "},{"v":7.202162696180172,"d":"7 "},{"v":0.423422488807622,"d":"0 "},{"v":0,"d":"0 "},{"v":0.7191928146285592,"d":"1 "},null,{"v":314025,"d":"314,025 "},{"v":237,"d":"237 "},{"v":39,"d":"39 "},{"v":1626,"d":"1,626 "},{"v":2491,"d":"2,491 "},{"v":3665,"d":"3,665 "},{"v":1412,"d":"1,412 "},{"v":6919,"d":"6,919 "},{"v":0,"d":"0 "},{"v":0.7191928146285592,"d":"1 "},{"$nulls":29},"","","","","","",null,"","","","","",""]
["05363_平成21年度",23,6,2,2009,"平成21年度","05363","八郎潟町",null,{"v":4.735559003722508,"d":"5 "},{"v":0.659448100352932,"d":"1 "},{"v":1.595308703001089,"d":"2 "},{"v":8.378374029787286,"d":"8 "},{"v":11.89211000971775,"d":"12 "},{"v":7.279569145723402,"d":"7 "},{"v":6.940934259095425,"d":"7 "},{"v":0.398404147008966,"d":"0 "},{"v":0,"d":"0 "},{"v":0.7185019810830078,"d":"1 "},null,{"v":284248,"d":"284,248 "},{"v":253,"d":"253 "},{"v":34,"d":"34 "},{"v":1607,"d":"1,607 "},{"v":2513,"d":"2,513 "},{"v":3680,"d":"3,680 "},{"v":1397,"d":"1,397 "},{"v":6834,"d":"6,834 "},{"v":0,"d":"0 "},{"v":0.7185019810830078,"d":"1 "},{"$nulls":29},{"v":0,"d":"0 "},{"v":0,"d":"0 "},{"v":0,"d":"0 "},{"v":0,"d":"0 "},{"v":0,"d":"0 "},{"v":0,"d":"0 "},null,{"v":0,"d":"0 "},{"v":0,"d":"0 "},{"v":0,"d":"0 "},{"v":0,"d":"0 "},{"v":0,"d":"0 "},{"v":0,"d":"0 "},null,0,0,0,0,0,0,0,0,0]
["05363_平成22年度",24,7,2,2010,"平成22年度","05363","八郎潟町",null,{"v":3.624925793682161,"d":"4 "},{"v":0.6536716448667965,"d":"1 "},{"v":1.536837222373203,"d":"2 "},{"v":7.869200906478379,"d":"8 "},{"v":13.87904188877413,"d":"14 "},{"v":7.259681865946517,"d":"7 "},{"v":6.99132194051341,"d":"7 "},{"v":0.409081208735785,"d":"0 "},{"v":0,"d":"0 "},{"v":0.7484272385440661,"d":"1 "},null,{"v":254509,"d":"254,509 "},{"v":253,"d":"253 "},{"v":34,"d":"34 "},{"v":1607,"d":"1,607 "},{"v":2507,"d":"2,507 "},{"v":3687,"d":"3,687 "},{"v":1372,"d":"1,372 "},{"v":6724,"d":"6,724 "},{"v":0,"d":"0 "},{"v":0.7484272385440661,"d":"1 "},{"$nulls":29},{"v":0,"d":"0 "},{"v":0,"d":"0 "},{"v":0,"d":"0 "},{"v":0,"d":"0 "},{"v":0,"d":"0 "},{"v":0,"d":"0 "},null,{"v":0,"d":"0 "},{"v":0,"d":"0 "},{"v":0,"d":"0 "},{"v":0,"d":"0 "},{"v":0,"d":"0 "},{"v":0,"d":"0 "},null,0,0,0,0,0,0,0,0,0]
["05363_平成23年度",25,8,2,2011,"平成23年度","05363","八郎潟町",null,{"v":4.734285004487436,"d":"5 "},{"v":0.8879479661484976,"d":"1 "},{"v":1.311719663766557,"d":"1 "},{"v":9.087284869456862,"d":"9 "},{"v":12.88118724352024,"d":"13 "},{"v":7.037869365423926,"d":"7 "},{"v":6.299386700719929,"d":"6 "},{"v":0.464291308572917,"d":"0 "},{"v":0,"d":"0 "},{"v":0.5507939811686352,"d":"1 "},null,{"v":256580,"d":"256,580 "},{"v":253,"d":"253 "},{"v":34,"d":"34 "},{"v":1607,"d":"1,607 "},{"v":2495,"d":"2,495 "},{"v":3652,"d":"3,652 "},{"v":1273,"d":"1,273 "},{"v":6616,"d":"6,616 "},{"v":0,"d":"0 "},{"v":0.5507939811686352,"d":"1 "},{"$nulls":29},{"v":0,"d":"0 "},{"v":0,"d":"0 "},{"v":0,"d":"0 "},{"v":0,"d":"0 "},{"v":0,"d":"0 "},{"v":0,"d":"0 "},null,{"v":0,"d":"0 "},{"v":0,"d":"0 "},{"v":0,"d":"0 "},{"v":0,"d":"0 "},{"v":0,"d":"0 "},{"v":0,"d":"0 "},null,0,0,0,0,0,0,0,0,0]
["05363_平成24年度",26,9,2,2012,"平成24年度","05363","八郎潟町",null,{"v":3.991901001206291,"d":"4 "},{"v":0.8254949366806774,"d":"1 "},{"v":1.295257681152128,"d":"1 "},{"v":9.041491621909431,"d":"9 "},{"v":13.78542470491917,"d":"14 "},{"v":7.03028635739506,"d":"7 "},{"v":6.2456480722290655,"d":"6 "},{"v":0.495369884219002,"d":"0 "},{"v":0,"d":"0 "},{"v":0.6027341266981564,"d":"1 "},null,{"v":251270,"d":"251,270 "},{"v":253,"d":"253 "},{"v":34,"d":"34 "},{"v":1607,"d":"1,607 "},{"v":2499,"d":"2,499 "},{"v":3677,"d":"3,677 "},{"v":1255,"d":"1,255 "},{"v":6497,"d":"6,497 "},{"v":0,"d":"0 "},{"v":0.6027341266981564,"d":"1 "},{"$nulls":29},{"v":0,"d":"0 "},{"v":0,"d":"0 "},{"v":0,"d":"0 "},{"v":0,"d":"0 "},{"v":0,"d":"0 "},{"v":0,"d":"0 "},null,{"v":0,"d":"0 "},{"v":0,"d":"0 "},{"v":0,"d":"0 "},{"v":0,"d":"0 "},{"v":0,"d":"0 "},{"v":0,"d":"0 "},null,0,0,0,0,0,0,0,0,0]
["05363_平成25年度",27,10,2,2013,"平成25年度","05363","八郎潟町",null,{"v":3.96697023923754,"d":"4 "},{"v":0.7491062204032142,"d":"1 "},{"v":1.0257930541448,"d":"1 "},{"v":8.921372254686878,"d":"9 "},{"v":15.67321592572119,"d":"16 "},{"v":6.815834164353806,"d":"7 "},{"v":6.513954551533079,"d":"7 "},{"v":0.498165516059129,"d":"0 "},{"v":0,"d":"0 "},{"v":0.7462097877191117,"d":"1 "},null,{"v":237630,"d":"237,630 "},{"v":253,"d":"253 "},{"v":34,"d":"34 "},{"v":1607,"d":"1,607 "},{"v":2491,"d":"2,491 "},{"v":3724,"d":"3,724 "},{"v":1304,"d":"1,304 "},{"v":6440,"d":"6,440 "},{"v":0,"d":"0 "},{"v":0.7462097877191117,"d":"1 "},{"$nulls":29},{"v":0,"d":"0 "},{"v":0,"d":"0 "},{"v":0,"d":"0 "},{"v":0,"d":"0 "},{"v":0,"d":"0 "},{"v":0,"d":"0 "},null,{"v":0,"d":"0 "},{"v":0,"d":"0 "},{"v":0,"d":"0 "},{"v":0,"d":"0 "},{"v":0,"d":"0 "},{"v":0,"d":"0 "},null,0,0,0,0,0,0,0,0,0]
["05363_平成26年度",28,11,2,2014,"平成26年度","05363","八郎潟町",null,{"v":3.797162599500034,"d":"4 "},{"v":0.5407224779857717,"d":"1 "},{"v":1.805357756268726,"d":"2 "},{"v":7.422684502923702,"d":"7 "},{"v":12.65961957514626,"d":"13 "},{"v":6.415801033198328,"d":"6 "},{"v":6.442365182191128,"d":"6 "},{"v":0.469944659661112,"d":"0 "},{"v":0,"d":"0 "},{"v":0.5724614682216613,"d":"1 "},null,{"v":299410,"d":"299,410 "},{"v":171,"d":"171 "},{"v":37,"d":"37 "},{"v":1369,"d":"1,369 "},{"v":2484,"d":"2,484 "},{"v":3692,"d":"3,692 "},{"v":1283,"d":"1,283 "},{"v":6332,"d":"6,332 "},{"v":0,"d":"0 "},{"v":0.5724614682216613,"d":"1 "},{"$nulls":13},{"v":40,"d":"40 "},{"v":4,"d":"4 "},{"v":0,"d":"0 "},{"v":0,"d":"0 "},{"v":0,"d":"0 "},{"v":0,"d":"0 "},null,null,{"v":172.1,"d":"172 "},{"v":49.2,"d":"49 "},{"v":0,"d":"0 "},{"v":0,"d":"0 "},{"v":0,"d":"0 "},{"v":0,"d":"0 "},null,null,{"v":0,"d":"0 "},{"v":0,"d":"0 "},{"v":0,"d":"0 "},{"v":0,"d":"0 "},{"v":0,"d":"0 "},{"v":0,"d":"0 "},null,{"v":0,"d":"0 "},{"v":0,"d":"0 "},{"v":0,"d":"0 "},{"v":0,"d":"0 "},{"v":0,"d":"0 "},{"v":0,"d":"0 "},null,0,0,0,0,0,0,0,0,0]
["05363_平成27年度",29,12,2,2015,"平成27年度","05363","八郎潟町",null,{"v":2.581249101379561,"d":"3 "},{"v":0.5099642012808709,"d":"1 "},{"v":1.932798427528686,"d":"2 "},{"v":7.049291561244337,"d":"7 "},{"v":12.23362384501672,"d":"12 "},{"v":6.290960325688177,"d":"6 "},{"v":6.271569660082639,"d":"6 "},{"v":0.450673160146911,"d":"0 "},{"v":0,"d":"0 "},{"v":0.703612977172437,"d":"1 "},null,{"v":200317,"d":"200,317 "},{"v":171,"d":"171 "},{"v":37,"d":"37 "},{"v":1369,"d":"1,369 "},{"v":2480,"d":"2,480 "},{"v":3655,"d":"3,655 "},{"v":1248,"d":"1,248 "},{"v":6203,"d":"6,203 "},{"v":0,"d":"0 "},{"v":0.703612977172437,"d":"1 "},null,{"v":2810146.760741862,"d":"2,810,147 "},{"v":358632.801528173,"d":"358,633 "},{"v":488426.923039153,"d":"488,427 "},{"v":8748316.154748542,"d":"8,748,316 "},{"v":13261671.17817978,"d":"13,261,671 "},{"v":0,"d":"0 "},{"v":0,"d":"0 "},{"v":850095.1293936537,"d":"850,095 "},{"v":0,"d":"0 "},{"v":0,"d":"0 "},{"v":26517288.947631165,"d":"26,517,289 "},null,{"v":46,"d":"46 "},{"v":4,"d":"4 "},{"v":0,"d":"0 "},{"v":0,"d":"0 "},{"v":0,"d":"0 "},{"v":0,"d":"0 "},null,null,{"v":211.3,"d":"211 "},{"v":49.2,"d":"49 "},{"v":0,"d":"0 "},{"v":0,"d":"0 "},{"v":0,"d":"0 "},{"v":0,"d":"0 "},null,null,{"v":0,"d":"0 "},{"v":0,"d":"0 "},{"v":0,"d":"0 "},{"v":0,"d":"0 "},{"v":0,"d":"0 "},{"v":0,"d":"0 "},null,{"v":0,"d":"0 "},{"v":0,"d":"0 "},{"v":0,"d":"0 "},{"v":0,"d":"0 "},{"v":0,"d":"0 "},{"v":0,"d":"0 "},null,0,0,0,0,0,0,0,0,0]
["05363_平成28年度",30,13,2,2016,"平成28年度","05363","八郎潟町",null,{"v":3.484375713758084,"d":"3 "},{"v":0.5420686151820007,"d":"1 "},{"v":1.8314530870002297,"d":"2 "},{"v":6.127396581228649,"d":"6 "},{"v":12.458166520918654,"d":"12 "},{"v":6.195862958874309,"d":"6 "},{"v":6.126848358850565,"d":"6 "},{"v":0.4318442182828854,"d":"0 "},{"v":0,"d":"0 "},{"v":0.9912054288399926,"d":"1 "},null,{"v":213294,"d":"213,294 "},{"v":171,"d":"171 "},{"v":37,"d":"37 "},{"v":1369,"d":"1,369 "},{"v":2482,"d":"2,482 "},{"v":3644,"d":"3,644 "},{"v":1261,"d":"1,261 "},{"v":6114,"d":"6,114 "},{"v":0,"d":"0 "},{"v":0.9912054288399926,"d":"1 "},null,{"v":4366453.966375655,"d":"4,366,454 "},{"v":377154.0983862716,"d":"377,154 "},{"v":329671.2955032476,"d":"329,671 "},{"v":8464108.053620007,"d":"8,464,108 "},{"v":13540861.33085561,"d":"13,540,861 "},{"v":0,"d":"0 "},{"v":0,"d":"0 "},{"v":838549.017307767,"d":"838,549 "},{"v":0,"d":"0 "},{"v":0,"d":"0 "},{"v":27916797.762048557,"d":"27,916,798 "},null,{"v":48,"d":"48 "},{"v":5,"d":"5 "},{"v":0,"d":"0 "},{"v":0,"d":"0 "},{"v":0,"d":"0 "},{"v":0,"d":"0 "},null,null,{"v":220.9,"d":"221 "},{"v":98.69999999999999,"d":"99 "},{"v":0,"d":"0 "},{"v":0,"d":"0 "},{"v":0,"d":"0 "},{"v":0,"d":"0 "},null,null,{"v":0,"d":"0 "},{"v":0,"d":"0 "},{"v":0,"d":"0 "},{"v":0,"d":"0 "},{"v":0,"d":"0 "},{"v":0,"d":"0 "},null,{"v":0,"d":"0 "},{"v":0,"d":"0 "},{"v":0,"d":"0 "},{"v":0,"d":"0 "},{"v":0,"d":"0 "},{"v":0,"d":"0 "},null,0,0,0,0,0,0,0,0,0]
["05363_平成29年度",31,14,2,2017,"平成29年度","05363","八郎潟町",null,{"v":3.443657793227966,"d":"3 "},{"v":0.5259580529578014,"d":"1 "},{"v":1.7689272060335168,"d":"2 "},{"v":5.5118102160825275,"d":"6 "},{"v":13.448108984203527,"d":"13 "},{"v":6.091416144555842,"d":"6 "},{"v":6.073553131318946,"d":"6 "},{"v":0.411319119130208,"d":"0 "},{"v":0,"d":"0 "},{"v":1.0282804643064232,"d":"1 "},null,{"v":261141,"d":"261,141 "},{"v":171,"d":"171 "},{"v":37,"d":"37 "},{"v":1369,"d":"1,369 "},{"v":2492,"d":"2,492 "},{"v":3642,"d":"3,642 "},{"v":1258,"d":"1,258 "},{"v":6022,"d":"6,022 "},{"v":0,"d":"0 "},{"v":1.028280464306423,"d":"1 "},null,{"v":4407106.313348273,"d":"4,407,106 "},{"v":361105.4049310847,"d":"361,105 "},{"v":382534.4157287241,"d":"382,534 "},{"v":8066202.349195078,"d":"8,066,202 "},{"v":13972119.53932213,"d":"13,972,120 "},{"v":0,"d":"0 "},{"v":0,"d":"0 "},{"v":827223.364460434,"d":"827,223 "},{"v":0,"d":"0 "},{"v":0,"d":"0 "},{"v":28016291.386985723,"d":"28,016,291 "},null,{"v":51,"d":"51 "},{"v":6,"d":"6 "},{"v":0,"d":"0 "},{"v":0,"d":"0 "},{"v":0,"d":"0 "},{"v":0,"d":"0 "},null,null,{"v":235.8,"d":"236 "},{"v":148.2,"d":"148 "},{"v":0,"d":"0 "},{"v":0,"d":"0 "},{"v":0,"d":"0 "},{"v":0,"d":"0 "},null,null,{"v":0,"d":"0 "},{"v":0,"d":"0 "},{"v":0,"d":"0 "},{"v":0,"d":"0 "},{"v":0,"d":"0 "},{"v":0,"d":"0 "},null,{"v":0,"d":"0 "},{"v":0,"d":"0 "},{"v":0,"d":"0 "},{"v":0,"d":"0 "},{"v":0,"d":"0 "},{"v":0,"d":"0 "},null,0,0,0,0,0,0,0,0,0]
["05363_平成30年度",32,15,2,2018,"平成30年度","05363","八郎潟町",null,{"v":3.4367727013736724,"d":"3 "},{"v":0.4973495588154878,"d":"0 "},{"v":1.621189457042843,"d":"2 "},{"v":5.775183460488504,"d":"6 "},{"v":11.390647828702122,"d":"11 "},{"v":5.924455777877346,"d":"6 "},{"v":5.979636345671254,"d":"6 "},{"v":0.373566631942894,"d":"0 "},{"v":0,"d":"0 "},{"v":0.8570014723351295,"d":"1 "},null,{"v":234865,"d":"234,865 "},{"v":171,"d":"171 "},{"v":37,"d":"37 "},{"v":1369,"d":"1,369 "},{"v":2477,"d":"2,477 "},{"v":3610,"d":"3,610 "},{"v":1251,"d":"1,251 "},{"v":5894,"d":"5,894 "},{"v":0,"d":"0 "},{"v":0.8570014723351295,"d":"1 "},null,{"v":4327915.970871592,"d":"4,327,916 "},{"v":337875.1792147137,"d":"337,875 "},{"v":368637.1254593031,"d":"368,637 "},{"v":8146050.589172914,"d":"8,146,051 "},{"v":12499304.52875276,"d":"12,499,305 "},{"v":0,"d":"0 "},{"v":0,"d":"0 "},{"v":811315.6465344584,"d":"811,316 "},{"v":0,"d":"0 "},{"v":0,"d":"0 "},{"v":26491099.04000574,"d":"26,491,099 "},null,{"v":52,"d":"52 "},{"v":7,"d":"7 "},{"v":0,"d":"0 "},{"v":0,"d":"0 "},{"v":0,"d":"0 "},{"v":0,"d":"0 "},null,null,{"v":241.8,"d":"242 "},{"v":198.1,"d":"198 "},{"v":0,"d":"0 "},{"v":0,"d":"0 "},{"v":0,"d":"0 "},{"v":0,"d":"0 "},null,null,{"v":0,"d":"0 "},{"v":0,"d":"0 "},{"v":0,"d":"0 "},{"v":0,"d":"0 "},{"v":0,"d":"0 "},{"v":0,"d":"0 "},null,{"v":0,"d":"0 "},{"v":0,"d":"0 "},{"v":0,"d":"0 "},{"v":0,"d":"0 "},{"v":0,"d":"0 "},{"v":0,"d":"0 "},null,0,0,0,0,0,0,0,0,0]
["05363_令和元年度",33,16,2,2019,"令和元年度","05363","八郎潟町",null,{"v":3.3257815148401635,"d":"3 "},{"v":0.46609049883331644,"d":"0 "},{"v":1.6362016910093027,"d":"2 "},{"v":5.45787534946405,"d":"5 "},{"v":10.652252664900583,"d":"11 "},{"v":5.7262240581459976,"d":"6 "},{"v":5.625009466772662,"d":"6 "},{"v":0.35526573391466,"d":"0 "},{"v":0,"d":"0 "},{"v":0.8878494109758445,"d":"1 "},null,{"v":239710,"d":"239,710 "},{"v":171,"d":"171 "},{"v":37,"d":"37 "},{"v":1369,"d":"1,369 "},{"v":2461,"d":"2,461 "},{"v":3585,"d":"3,585 "},{"v":1168,"d":"1,168 "},{"v":5757,"d":"5,757 "},{"v":0,"d":"0 "},{"v":0.8878494109758445,"d":"1 "},null,{"v":4472037.036449216,"d":"4,472,037 "},{"v":325079.5645685724,"d":"325,080 "},{"v":383852.8818120005,"d":"383,853 "},{"v":7882656.738574373,"d":"7,882,657 "},{"v":11862919.85244271,"d":"11,862,920 "},{"v":0,"d":"0 "},{"v":0,"d":"0 "},{"v":784060.0613272034,"d":"784,060 "},{"v":0,"d":"0 "},{"v":0,"d":"0 "},{"v":25710606.135174073,"d":"25,710,606 "},null,{"v":57,"d":"57 "},{"v":7,"d":"7 "},{"v":0,"d":"0 "},{"v":0,"d":"0 "},{"v":0,"d":"0 "},{"v":0,"d":"0 "},null,null,{"v":265.1,"d":"265 "},{"v":197.7,"d":"198 "},{"v":0,"d":"0 "},{"v":0,"d":"0 "},{"v":0,"d":"0 "},{"v":0,"d":"0 "},null,null,{"v":0,"d":"0 "},{"v":0,"d":"0 "},{"v":0,"d":"0 "},{"v":0,"d":"0 "},{"v":0,"d":"0 "},{"v":0,"d":"0 "},null,{"v":0,"d":"0 "},{"v":0,"d":"0 "},{"v":0,"d":"0 "},{"v":0,"d":"0 "},{"v":0,"d":"0 "},{"v":0,"d":"0 "},null,0,0,0,0,0,0,0,0,0]
["05363_令和2年度",34,17,2,2020,"令和2年度","05363","八郎潟町",null,{"v":3.022119640303746,"d":"3 "},{"v":0.294440506395741,"d":"0 "},{"v":1.4401916600150886,"d":"1 "},{"v":5.174505972721359,"d":"5 "},{"v":9.9964373259119,"d":"10 "},{"v":4.988993124362524,"d":"5 "},{"v":5.264975009223182,"d":"5 "},{"v":0.331182383331733,"d":"0 "},{"v":0,"d":"0 "},{"v":0.5270069500803487,"d":"1 "},null,{"v":229378,"d":"229,378 "},{"v":93,"d":"93 "},{"v":39,"d":"39 "},{"v":1384,"d":"1,384 "},{"v":2455,"d":"2,455 "},{"v":3565,"d":"3,565 "},{"v":1162,"d":"1,162 "},{"v":5617,"d":"5,617 "},{"v":0,"d":"0 "},{"v":0.5270069500803487,"d":"1 "},null,{"v":4037572.079946392,"d":"4,037,572 "},{"v":209433.6346612732,"d":"209,434 "},{"v":349186.3733944204,"d":"349,186 "},{"v":7958399.583080814,"d":"7,958,400 "},{"v":11863244.92053761,"d":"11,863,245 "},null,null,{"v":733080.9061716084,"d":"733,081 "},null,null,{"v":25150917.497792117,"d":"25,150,917 "},null,{"v":57,"d":"57 "},{"v":7,"d":"7 "},{"v":0,"d":"0 "},{"v":0,"d":"0 "},{"v":0,"d":"0 "},{"v":0,"d":"0 "},null,null,{"v":265.1,"d":"265 "},{"v":197.7,"d":"198 "},{"v":0,"d":"0 "},{"v":0,"d":"0 "},{"v":0,"d":"0 "},{"v":0,"d":"0 "},null,null,{"v":0,"d":"0 "},{"v":0,"d":"0 "},{"v":0,"d":"0 "},{"v":0,"d":"0 "},{"v":0,"d":"0 "},{"v":0,"d":"0 "},null,{"v":0,"d":"0 "},{"v":0,"d":"0 "},{"v":0,"d":"0 "},{"v":0,"d":"0 "},{"v":0,"d":"0 "},{"v":0,"d":"0 "},null,0,0,0,0,0,0,0,0,0]
["05363_令和3年度",34,18,2,2021,"令和3年度","05363","八郎潟町",null,{"v":2.5989387987211803,"d":"3 "},{"v":0.2880717271530725,"d":"0 "},{"v":1.5060963543626507,"d":"2 "},{"v":6.013001773287838,"d":"6 "},{"v":10.783771829942427,"d":"11 "},{"v":4.746101750028787,"d":"5 "},{"v":5.38542087598679,"d":"5 "},{"v":0.320603606719321,"d":"0 "},{"v":0,"d":"0 "},{"v":0.573361001163965,"d":"1 "},null,{"v":204757,"d":"204,757 "},{"v":93,"d":"93 "},{"v":39,"d":"39 "},{"v":1384,"d":"1,384 "},{"v":2447,"d":"2,447 "},{"v":3492,"d":"3,492 "},{"v":1159,"d":"1,159 "},{"v":5491,"d":"5,491 "},{"v":0,"d":"0 "},{"v":0.573361001163965,"d":"1 "},null,{"v":3532826.1165316836,"d":"3,532,826 "},{"v":196643.3107031146,"d":"196,643 "},{"v":320153.5697297203,"d":"320,154 "},{"v":9061206.181753647,"d":"9,061,206 "},{"v":12852702.26024863,"d":"12,852,702 "},{"v":0,"d":"0 "},{"v":0,"d":"0 "},{"v":720770.0079526458,"d":"720,770 "},{"v":0,"d":"0 "},{"v":0,"d":"0 "},{"v":26684301.44691944,"d":"26,684,301 "},null,{"v":59,"d":"59 "},{"v":7,"d":"7 "},{"v":0,"d":"0 "},{"v":0,"d":"0 "},{"v":0,"d":"0 "},{"v":0,"d":"0 "},null,null,{"v":278.4,"d":"278 "},{"v":197.7,"d":"198 "},{"v":0,"d":"0 "},{"v":0,"d":"0 "},{"v":0,"d":"0 "},{"v":0,"d":"0 "},null,null,{"v":0,"d":"0 "},{"v":0,"d":"0 "},{"v":0,"d":"0 "},{"v":0,"d":"0 "},{"v":0,"d":"0 "},{"v":0,"d":"0 "},null,{"v":0,"d":"0 "},{"v":0,"d":"0 "},{"v":0,"d":"0 "},{"v":0,"d":"0 "},{"v":0,"d":"0 "},{"v":0,"d":"0 "},null,0,0,0,0,0,0,0,0,0]
["05363_令和4年度",34,19,2,2022,"令和4年度","05363","八郎潟町",null,{"v":2.4821315204904812,"d":"2 "},{"v":0.2640315352697947,"d":"0 "},{"v":1.2183647172860061,"d":"1 "},{"v":5.888014464544523,"d":"6 "},{"v":10.164813266032453,"d":"10 "},{"v":5.011064990185888,"d":"5 "},{"v":5.249633926258845,"d":"5 "},{"v":0.31648427331808504,"d":"0 "},{"v":0,"d":"0 "},{"v":0.5835052369087643,"d":"1 "},null,{"v":258386,"d":"258,386 "},{"v":93,"d":"93 "},{"v":39,"d":"39 "},{"v":1384,"d":"1,384 "},{"v":2427,"d":"2,427 "},{"v":3503,"d":"3,503 "},{"v":1147,"d":"1,147 "},{"v":5376,"d":"5,376 "},{"v":0,"d":"0 "},{"v":0.5835052369087643,"d":"1 "},null,{"v":3519625.1002694448,"d":"3,519,625 "},{"v":183786.74582595014,"d":"183,787 "},{"v":341755.1871292911,"d":"341,755 "},{"v":8832653.093329264,"d":"8,832,653 "},{"v":12802637.82889147,"d":"12,802,638 "},{"v":0,"d":"0 "},{"v":0,"d":"0 "},{"v":694188.3347326533,"d":"694,188 "},{"v":0,"d":"0 "},{"v":0,"d":"0 "},{"v":26374646.290178068,"d":"26,374,646 "},null,{"v":63,"d":"63 "},{"v":7,"d":"7 "},{"v":0,"d":"0 "},{"v":0,"d":"0 "},{"v":0,"d":"0 "},{"v":0,"d":"0 "},null,null,{"v":305.40000000000003,"d":"305 "},{"v":197.7,"d":"198 "},{"v":0,"d":"0 "},{"v":0,"d":"0 "},{"v":0,"d":"0 "},{"v":0,"d":"0 "}]
["05363_令和5年度",34,20,2,2023,"令和5年度","05363","八郎潟町",{"$nulls":35},{"v":65,"d":"65 "},{"v":7,"d":"7 "},{"v":0,"d":"0 "},{"v":0,"d":"0 "},{"v":0,"d":"0 "},{"v":0,"d":"0 "},null,null,{"v":319.8,"d":"320 "},{"v":197.7,"d":"198 "},{"v":0,"d":"0 "},{"v":0,"d":"0 "},{"v":0,"d":"0 "},{"v":0,"d":"0 "}]
["05363_令和6年度",34,21,2,2024,"令和6年度","05363","八郎潟町"]
["07344_平成2年度",205,1,13,1990,"平成2年度","07344","天栄村",null,{"v":9.814595909913358,"d":"10 "},{"v":0.6988860367434523,"d":"1 "},{"v":0.7970727846360213,"d":"1 "},{"v":2.992496434715957,"d":"3 "},{"v":4.334685932139582,"d":"4 "},{"v":5.657509950252113,"d":"6 "},{"v":8.294513943599936,"d":"8 "},{"v":0.428907318061537,"d":"0 "},{"v":0,"d":"0 "},{"v":0.4225436816285483,"d":"0 "},null,{"v":1020555,"d":"1,020,555 "},{"v":215,"d":"215 "},{"v":9,"d":"9 "},{"v":1032,"d":"1,032 "},{"v":1485,"d":"1,485 "},{"v":2327,"d":"2,327 "},{"v":2014,"d":"2,014 "},{"v":6964,"d":"6,964 "},{"v":0,"d":"0 "},{"v":0.4225436816285483,"d":"0 "},{"$nulls":29},"","","","","","",null,"","","","","",""]
["07344_平成17年度",206,2,13,2005,"平成17年度","07344","天栄村",null,{"v":4.912858653066582,"d":"5 "},{"v":0.5326612730010238,"d":"1 "},{"v":1.758922153817618,"d":"2 "},{"v":4.597720271448294,"d":"5 "},{"v":8.066725421036088,"d":"8 "},{"v":8.738018100872086,"d":"9 "},{"v":8.734788513455442,"d":"9 "},{"v":0.400087126342778,"d":"0 "},{"v":0,"d":"0 "},{"v":0.654337445379263,"d":"1 "},null,{"v":531747,"d":"531,747 "},{"v":203,"d":"203 "},{"v":21,"d":"21 "},{"v":744,"d":"744 "},{"v":1780,"d":"1,780 "},{"v":4159,"d":"4,159 "},{"v":1737,"d":"1,737 "},{"v":6791,"d":"6,791 "},{"v":0,"d":"0 "},{"v":0.654337445379263,"d":"1 "},{"$nulls":29},"","","","","","",null,"","","","","",""]
["07344_平成18年度",207,3,13,2006,"平成18年度","07344","天栄村",null,"","","","","","","","","","",null,"","","","","","","","","","",null,"","","","","","","","","","",null,null,"","","","","","","",null,"","","","","","","",null,"","","","","","",null,"","","","","",""]
["07344_平成19年度",208,4,13,2007,"平成19年度","07344","天栄村",null,{"v":5.379876522665213,"d":"5 "},{"v":0.5722913769356661,"d":"1 "},{"v":1.937983436358267,"d":"2 "},{"v":4.469812394810871,"d":"4 "},{"v":8.354899583633449,"d":"8 "},{"v":8.387374976850142,"d":"8 "},{"v":8.64530688778652,"d":"9 "},{"v":0.412347834344809,"d":"0 "},{"v":0,"d":"0 "},{"v":0.5368269600902599,"d":"1 "},null,{"v":687073,"d":"687,073 "},{"v":228,"d":"228 "},{"v":29,"d":"29 "},{"v":974,"d":"974 "},{"v":1808,"d":"1,808 "},{"v":4150,"d":"4,150 "},{"v":1693,"d":"1,693 "},{"v":6629,"d":"6,629 "},{"v":0,"d":"0 "},{"v":0.5368269600902599,"d":"1 "},{"$nulls":29},"","","","","","",null,"","","","","",""]
["07344_平成20年度",209,5,13,2008,"平成20年度","07344","天栄村",null,{"v":5.213421679231648,"d":"5 "},{"v":0.4533944523391794,"d":"0 "},{"v":1.893259302065039,"d":"2 "},{"v":5.008905475884627,"d":"5 "},{"v":8.095538976219743,"d":"8 "},{"v":8.079544474519391,"d":"8 "},{"v":8.56914541755148,"d":"9 "},{"v":0.404267807640288,"d":"0 "},{"v":0,"d":"0 "},{"v":0.5885630363671228,"d":"1 "},null,{"v":693845,"d":"693,845 "},{"v":228,"d":"228 "},{"v":29,"d":"29 "},{"v":974,"d":"974 "},{"v":1836,"d":"1,836 "},{"v":4138,"d":"4,138 "},{"v":1680,"d":"1,680 "},{"v":6606,"d":"6,606 "},{"v":0,"d":"0 "},{"v":0.5885630363671228,"d":"1 "},{"$nulls":29},"","","","","","",null,"","","","","",""]
["07344_平成21年度",210,6,13,2009,"平成21年度","07344","天栄村",null,{"v":4.932981320150651,"d":"5 "},{"v":0.4269680443686279,"d":"0 "},{"v":2.606180918901249,"d":"3 "},{"v":6.64458377661707,"d":"7 "},{"v":7.427104007220224,"d":"7 "},{"v":8.221165589572408,"d":"8 "},{"v":8.327133728163158,"d":"8 "},{"v":0.37934091082636,"d":"0 "},{"v":0,"d":"0 "},{"v":0.5948815472666275,"d":"1 "},null,{"v":568311,"d":"568,311 "},{"v":219,"d":"219 "},{"v":55,"d":"55 "},{"v":1280,"d":"1,280 "},{"v":1840,"d":"1,840 "},{"v":4156,"d":"4,156 "},{"v":1676,"d":"1,676 "},{"v":6507,"d":"6,507 "},{"v":0,"d":"0 "},{"v":0.5948815472666275,"d":"1 "},{"$nulls":29},{"v":0,"d":"0 "},{"v":0,"d":"0 "},{"v":3.864,"d":"4 "},{"v":0,"d":"0 "},{"v":0,"d":"0 "},{"v":0,"d":"0 "},null,{"v":0,"d":"0 "},{"v":0,"d":"0 "},{"v":1,"d":"1 "},{"v":0,"d":"0 "},{"v":0,"d":"0 "},{"v":0,"d":"0 "},null,3.864,0,0,0,0,0,0,0,0]
["07344_平成22年度",211,7,13,2010,"平成22年度","07344","天栄村",null,{"v":7.215895449080274,"d":"7 "},{"v":0.4351899972405657,"d":"0 "},{"v":2.467368257247332,"d":"2 "},{"v":6.480263982193203,"d":"6 "},{"v":7.423846792509979,"d":"7 "},{"v":8.212675091636267,"d":"8 "},{"v":8.402835189436308,"d":"8 "},{"v":0.392958882692509,"d":"0 "},{"v":0,"d":"0 "},{"v":0.5634587427766504,"d":"1 "},null,{"v":889344,"d":"889,344 "},{"v":219,"d":"219 "},{"v":55,"d":"55 "},{"v":1280,"d":"1,280 "},{"v":1836,"d":"1,836 "},{"v":4171,"d":"4,171 "},{"v":1649,"d":"1,649 "},{"v":6459,"d":"6,459 "},{"v":0,"d":"0 "},{"v":0.5634587427766504,"d":"1 "},{"$nulls":29},{"v":0,"d":"0 "},{"v":0,"d":"0 "},{"v":4.929,"d":"5 "},{"v":0,"d":"0 "},{"v":0,"d":"0 "},{"v":0,"d":"0 "},null,{"v":0,"d":"0 "},{"v":0,"d":"0 "},{"v":1,"d":"1 "},{"v":0,"d":"0 "},{"v":0,"d":"0 "},{"v":0,"d":"0 "},null,4.929,0,0,0,0,0,0,0,0]
["07344_平成23年度",212,8,13,2011,"平成23年度","07344","天栄村",null,{"v":6.661789231792528,"d":"7 "},{"v":0.5845751759635338,"d":"1 "},{"v":2.30341107083216,"d":"2 "},{"v":7.541752206758669,"d":"8 "},{"v":8.694321452059238,"d":"9 "},{"v":8.097789450578132,"d":"8 "},{"v":8.244130591829853,"d":"8 "},{"v":0.440571468443285,"d":"0 "},{"v":0,"d":"0 "},{"v":0.8964406507346013,"d":"1 "},null,{"v":677048,"d":"677,048 "},{"v":219,"d":"219 "},{"v":55,"d":"55 "},{"v":1280,"d":"1,280 "},{"v":1837,"d":"1,837 "},{"v":4202,"d":"4,202 "},{"v":1666,"d":"1,666 "},{"v":6278,"d":"6,278 "},{"v":0,"d":"0 "},{"v":0.8964406507346013,"d":"1 "},{"$nulls":29},{"v":0,"d":"0 "},{"v":0,"d":"0 "},{"v":4.681,"d":"5 "},{"v":0,"d":"0 "},{"v":0,"d":"0 "},{"v":0,"d":"0 "},null,{"v":0,"d":"0 "},{"v":0,"d":"0 "},{"v":1,"d":"1 "},{"v":0,"d":"0 "},{"v":0,"d":"0 "},{"v":0,"d":"0 "},null,4.681,0,0,0,0,0,0,0,0]
["07344_平成24年度",213,9,13,2012,"平成24年度","07344","天栄村",null,{"v":3.802747605092802,"d":"4 "},{"v":0.5487817256212559,"d":"1 "},{"v":2.31029049305563,"d":"2 "},{"v":8.485382845716398,"d":"8 "},{"v":9.486334798668162,"d":"9 "},{"v":8.125840908057928,"d":"8 "},{"v":8.33582511632166,"d":"8 "},{"v":0.475393447453514,"d":"0 "},{"v":0,"d":"0 "},{"v":0.4597077618388782,"d":"0 "},null,{"v":354438,"d":"354,438 "},{"v":219,"d":"219 "},{"v":55,"d":"55 "},{"v":1280,"d":"1,280 "},{"v":1885,"d":"1,885 "},{"v":4250,"d":"4,250 "},{"v":1675,"d":"1,675 "},{"v":6235,"d":"6,235 "},{"v":0,"d":"0 "},{"v":0.4597077618388782,"d":"0 "},{"$nulls":29},{"v":0,"d":"0 "},{"v":0,"d":"0 "},{"v":5.631,"d":"6 "},{"v":0,"d":"0 "},{"v":0,"d":"0 "},{"v":0,"d":"0 "},null,{"v":0,"d":"0 "},{"v":0,"d":"0 "},{"v":1,"d":"1 "},{"v":0,"d":"0 "},{"v":0,"d":"0 "},{"v":0,"d":"0 "},null,5.631,0,0,0,0,0,0,0,0]
["07344_平成25年度",214,10,13,2013,"平成25年度","07344","天栄村",null,{"v":10.33863442083831,"d":"10 "},{"v":0.465901644185403,"d":"0 "},{"v":1.675993698737768,"d":"2 "},{"v":7.323420764513592,"d":"7 "},{"v":9.34548105014312,"d":"9 "},{"v":7.972549307176472,"d":"8 "},{"v":8.407197477170376,"d":"8 "},{"v":0.477743824096457,"d":"0 "},{"v":0,"d":"0 "},{"v":1.007332710896906,"d":"1 "},null,{"v":1059443,"d":"1,059,443 "},{"v":219,"d":"219 "},{"v":55,"d":"55 "},{"v":1280,"d":"1,280 "},{"v":1888,"d":"1,888 "},{"v":4356,"d":"4,356 "},{"v":1683,"d":"1,683 "},{"v":6176,"d":"6,176 "},{"v":0,"d":"0 "},{"v":1.007332710896906,"d":"1 "},{"$nulls":29},{"v":0,"d":"0 "},{"v":0,"d":"0 "},{"v":6.212,"d":"6 "},{"v":0,"d":"0 "},{"v":0,"d":"0 "},{"v":0,"d":"0 "},null,{"v":0,"d":"0 "},{"v":0,"d":"0 "},{"v":1,"d":"1 "},{"v":0,"d":"0 "},{"v":0,"d":"0 "},{"v":0,"d":"0 "},null,6.212,0,0,0,0,0,0,0,0]
["07344_平成26年度",215,11,13,2014,"平成26年度","07344","天栄村",null,{"v":9.718786937502852,"d":"10 "},{"v":0.6655348127770199,"d":"1 "},{"v":2.661918655511371,"d":"3 "},{"v":7.39494958413222,"d":"7 "},{"v":9.20017373325756,"d":"9 "},{"v":7.515801589540295,"d":"8 "},{"v":8.410726173164566,"d":"8 "},{"v":0.450128610367126,"d":"0 "},{"v":0,"d":"0 "},{"v":0.5544884081804117,"d":"1 "},null,{"v":1071135,"d":"1,071,135 "},{"v":288,"d":"288 "},{"v":58,"d":"58 "},{"v":1156,"d":"1,156 "},{"v":1903,"d":"1,903 "},{"v":4325,"d":"4,325 "},{"v":1675,"d":"1,675 "},{"v":6065,"d":"6,065 "},{"v":0,"d":"0 "},{"v":0.5544884081804117,"d":"1 "},{"$nulls":13},{"v":85,"d":"85 "},{"v":22,"d":"22 "},{"v":2,"d":"2 "},{"v":0,"d":"0 "},{"v":0,"d":"0 "},{"v":0,"d":"0 "},null,null,{"v":423.4,"d":"423 "},{"v":2746,"d":"2,746 "},{"v":3450,"d":"3,450 "},{"v":0,"d":"0 "},{"v":0,"d":"0 "},{"v":0,"d":"0 "},null,null,{"v":0,"d":"0 "},{"v":0,"d":"0 "},{"v":5.871,"d":"6 "},{"v":0,"d":"0 "},{"v":0,"d":"0 "},{"v":0,"d":"0 "},null,{"v":0,"d":"0 "},{"v":0,"d":"0 "},{"v":1,"d":"1 "},{"v":0,"d":"0 "},{"v":0,"d":"0 "},{"v":0,"d":"0 "},null,5.871,0,0,0,0,0,0,0,0]
["07344_平成27年度",216,12,13,2015,"平成27年度","07344","天栄村",null,{"v":5.461293679067603,"d":"5 "},{"v":0.6725946057525646,"d":"1 "},{"v":2.707724252072229,"d":"3 "},{"v":7.275141591763978,"d":"7 "},{"v":8.24036743751358,"d":"8 "},{"v":7.426947689560735,"d":"7 "},{"v":8.512851766169863,"d":"9 "},{"v":0.432800260357109,"d":"0 "},{"v":0,"d":"0 "},{"v":0.6039653553566887,"d":"1 "},null,{"v":666438,"d":"666,438 "},{"v":288,"d":"288 "},{"v":58,"d":"58 "},{"v":1156,"d":"1,156 "},{"v":1901,"d":"1,901 "},{"v":4315,"d":"4,315 "},{"v":1694,"d":"1,694 "},{"v":5957,"d":"5,957 "},{"v":0,"d":"0 "},{"v":0.6039653553566887,"d":"1 "},null,{"v":5809124.536938865,"d":"5,809,125 "},{"v":494596.3782338147,"d":"494,596 "},{"v":470964.6680644673,"d":"470,965 "},{"v":8145314.961659443,"d":"8,145,315 "},{"v":10966598.94792597,"d":"10,966,599 "},{"v":0,"d":"0 "},{"v":0,"d":"0 "},{"v":816381.8613248421,"d":"816,382 "},{"v":0,"d":"0 "},{"v":0,"d":"0 "},{"v":26702981.3541474,"d":"26,702,981 "},null,{"v":98,"d":"98 "},{"v":35,"d":"35 "},{"v":2,"d":"2 "},{"v":0,"d":"0 "},{"v":0,"d":"0 "},{"v":0,"d":"0 "},null,null,{"v":497.1,"d":"497 "},{"v":3273.6,"d":"3,274 "},{"v":3450,"d":"3,450 "},{"v":0,"d":"0 "},{"v":0,"d":"0 "},{"v":0,"d":"0 "},null,null,{"v":0,"d":"0 "},{"v":0,"d":"0 "},{"v":5.866,"d":"6 "},{"v":0,"d":"0 "},{"v":0,"d":"0 "},{"v":0,"d":"0 "},null,{"v":0,"d":"0 "},{"v":0,"d":"0 "},{"v":1,"d":"1 "},{"v":0,"d":"0 "},{"v":0,"d":"0 "},{"v":0,"d":"0 "},null,5.866,0,0,0,0,0,0,0,0]
["07344_平成28年度",217,13,13,2016,"平成28年度","07344","天栄村",null,{"v":6.343567754929037,"d":"6 "},{"v":0.6909079003340556,"d":"1 "},{"v":2.9687313244373343,"d":"3 "},{"v":5.315032350979781,"d":"5 "},{"v":7.751585267726198,"d":"8 "},{"v":7.355461899036844,"d":"7 "},{"v":8.415306389793164,"d":"8 "},{"v":0.4162345401277467,"d":"0 "},{"v":0,"d":"0 "},{"v":0.534908233361354,"d":"1 "},null,{"v":762809,"d":"762,809 "},{"v":288,"d":"288 "},{"v":58,"d":"58 "},{"v":1156,"d":"1,156 "},{"v":1922,"d":"1,922 "},{"v":4326,"d":"4,326 "},{"v":1732,"d":"1,732 "},{"v":5893,"d":"5,893 "},{"v":0,"d":"0 "},{"v":0.534908233361354,"d":"1 "},null,{"v":7044643.844934694,"d":"7,044,644 "},{"v":487536.5797480422,"d":"487,537 "},{"v":414359.5611584185,"d":"414,360 "},{"v":7255199.961245778,"d":"7,255,200 "},{"v":9881766.317289175,"d":"9,881,766 "},{"v":0,"d":"0 "},{"v":0,"d":"0 "},{"v":808238.364245121,"d":"808,238 "},{"v":0,"d":"0 "},{"v":0,"d":"0 "},{"v":25891744.628621228,"d":"25,891,745 "},null,{"v":106,"d":"106 "},{"v":41,"d":"41 "},{"v":2,"d":"2 "},{"v":0,"d":"0 "},{"v":0,"d":"0 "},{"v":0,"d":"0 "},null,null,{"v":546.9,"d":"547 "},{"v":5147.8,"d":"5,148 "},{"v":3450,"d":"3,450 "},{"v":0,"d":"0 "},{"v":0,"d":"0 "},{"v":0,"d":"0 "},null,null,{"v":0,"d":"0 "},{"v":0,"d":"0 "},{"v":5.638,"d":"6 "},{"v":0,"d":"0 "},{"v":0,"d":"0 "},{"v":0,"d":"0 "},null,{"v":0,"d":"0 "},{"v":0,"d":"0 "},{"v":1,"d":"1 "},{"v":0,"d":"0 "},{"v":0,"d":"0 "},{"v":0,"d":"0 "},null,5.638,0,0,0,0,0,0,0,0]
["07344_平成29年度",218,14,13,2017,"平成29年度","07344","天栄村",null,{"v":6.433229717517986,"d":"6 "},{"v":0.7101568340349781,"d":"1 "},{"v":3.0756980841753077,"d":"3 "},{"v":4.926410238991804,"d":"5 "},{"v":8.238610600805325,"d":"8 "},{"v":7.205332441171489,"d":"7 "},{"v":8.27992338649602,"d":"8 "},{"v":0.394926460778954,"d":"0 "},{"v":0,"d":"0 "},{"v":0.44813722177287657,"d":"0 "},null,{"v":817846,"d":"817,846 "},{"v":288,"d":"288 "},{"v":58,"d":"58 "},{"v":1156,"d":"1,156 "},{"v":1925,"d":"1,925 "},{"v":4308,"d":"4,308 "},{"v":1715,"d":"1,715 "},{"v":5782,"d":"5,782 "},{"v":0,"d":"0 "},{"v":0.4481372217728766,"d":"0 "},null,{"v":7301249.319424855,"d":"7,301,249 "},{"v":510703.1435445811,"d":"510,703 "},{"v":580251.0354823946,"d":"580,251 "},{"v":7116956.574247956,"d":"7,116,957 "},{"v":10889628.84390307,"d":"10,889,629 "},{"v":0,"d":"0 "},{"v":0,"d":"0 "},{"v":794255.3127383309,"d":"794,255 "},{"v":0,"d":"0 "},{"v":0,"d":"0 "},{"v":27193044.229341187,"d":"27,193,044 "},null,{"v":116,"d":"116 "},{"v":47,"d":"47 "},{"v":2,"d":"2 "},{"v":0,"d":"0 "},{"v":0,"d":"0 "},{"v":0,"d":"0 "},null,null,{"v":593.7,"d":"594 "},{"v":8302.9,"d":"8,303 "},{"v":3450,"d":"3,450 "},{"v":0,"d":"0 "},{"v":0,"d":"0 "},{"v":0,"d":"0 "},null,null,{"v":0,"d":"0 "},{"v":0,"d":"0 "},{"v":5.961,"d":"6 "},{"v":0,"d":"0 "},{"v":0,"d":"0 "},{"v":0,"d":"0 "},null,{"v":0,"d":"0 "},{"v":0,"d":"0 "},{"v":1,"d":"1 "},{"v":0,"d":"0 "},{"v":0,"d":"0 "},{"v":0,"d":"0 "},null,5.961,0,0,0,0,0,0,0,0]
["07344_平成30年度",219,15,13,2018,"平成30年度","07344","天栄村",null,{"v":7.537860256479726,"d":"8 "},{"v":0.6749981910017838,"d":"1 "},{"v":2.789024043977871,"d":"3 "},{"v":5.225221867500466,"d":"5 "},{"v":7.679992517573094,"d":"8 "},{"v":7.063395475895871,"d":"7 "},{"v":8.273981226504349,"d":"8 "},{"v":0.360763703600094,"d":"0 "},{"v":0,"d":"0 "},{"v":0.5628759669963375,"d":"1 "},null,{"v":924162.0000000001,"d":"924,162 "},{"v":288,"d":"288 "},{"v":58,"d":"58 "},{"v":1156,"d":"1,156 "},{"v":1955,"d":"1,955 "},{"v":4304,"d":"4,304 "},{"v":1731,"d":"1,731 "},{"v":5692,"d":"5,692 "},{"v":0,"d":"0 "},{"v":0.5628759669963375,"d":"1 "},null,{"v":8632861.875558468,"d":"8,632,862 "},{"v":453903.1679832973,"d":"453,903 "},{"v":550154.6275196368,"d":"550,155 "},{"v":7098945.617314324,"d":"7,098,946 "},{"v":9720780.689538928,"d":"9,720,781 "},{"v":0,"d":"0 "},{"v":0,"d":"0 "},{"v":783510.1221707053,"d":"783,510 "},{"v":0,"d":"0 "},{"v":0,"d":"0 "},{"v":27240156.10008536,"d":"27,240,156 "},null,{"v":122,"d":"122 "},{"v":53,"d":"53 "},{"v":2,"d":"2 "},{"v":0,"d":"0 "},{"v":0,"d":"0 "},{"v":0,"d":"0 "},null,null,{"v":626.9000000000001,"d":"627 "},{"v":9363,"d":"9,363 "},{"v":3450,"d":"3,450 "},{"v":0,"d":"0 "},{"v":0,"d":"0 "},{"v":0,"d":"0 "},null,null,{"v":0,"d":"0 "},{"v":0,"d":"0 "},{"v":5.776,"d":"6 "},{"v":0,"d":"0 "},{"v":0,"d":"0 "},{"v":0,"d":"0 "},null,{"v":0,"d":"0 "},{"v":0,"d":"0 "},{"v":1,"d":"1 "},{"v":0,"d":"0 "},{"v":0,"d":"0 "},{"v":0,"d":"0 "},null,5.776,0,0,0,0,0,0,0,0]
["07344_令和元年度",220,16,13,2019,"令和元年度","07344","天栄村",null,{"v":7.207552287186878,"d":"7 "},{"v":0.6248259781606439,"d":"1 "},{"v":2.816503158666533,"d":"3 "},{"v":5.231232850750468,"d":"5 "},{"v":7.581009669077917,"d":"8 "},{"v":6.871468869775198,"d":"7 "},{"v":8.172637898213361,"d":"8 "},{"v":0.347243405373944,"d":"0 "},{"v":0,"d":"0 "},{"v":0.6922517869911041,"d":"1 "},null,{"v":885223,"d":"885,223 "},{"v":288,"d":"288 "},{"v":58,"d":"58 "},{"v":1156,"d":"1,156 "},{"v":1982,"d":"1,982 "},{"v":4302,"d":"4,302 "},{"v":1697,"d":"1,697 "},{"v":5627,"d":"5,627 "},{"v":0,"d":"0 "},{"v":0.6922517869911041,"d":"1 "},null,{"v":8734106.935236037,"d":"8,734,107 "},{"v":439512.2934493682,"d":"439,512 "},{"v":577529.9874441229,"d":"577,530 "},{"v":7584079.280227274,"d":"7,584,079 "},{"v":10249940.30060064,"d":"10,249,940 "},{"v":0,"d":"0 "},{"v":0,"d":"0 "},{"v":766355.0399666794,"d":"766,355 "},{"v":0,"d":"0 "},{"v":0,"d":"0 "},{"v":28351523.83692412,"d":"28,351,524 "},null,{"v":125,"d":"125 "},{"v":60,"d":"60 "},{"v":2,"d":"2 "},{"v":0,"d":"0 "},{"v":0,"d":"0 "},{"v":0,"d":"0 "},null,null,{"v":646.6999999999999,"d":"647 "},{"v":9582.6,"d":"9,583 "},{"v":3450,"d":"3,450 "},{"v":0,"d":"0 "},{"v":0,"d":"0 "},{"v":0,"d":"0 "},null,null,{"v":0,"d":"0 "},{"v":0,"d":"0 "},{"v":5.714,"d":"6 "},{"v":0,"d":"0 "},{"v":0,"d":"0 "},{"v":0,"d":"0 "},null,{"v":0,"d":"0 "},{"v":0,"d":"0 "},{"v":1,"d":"1 "},{"v":0,"d":"0 "},{"v":0,"d":"0 "},{"v":0,"d":"0 "},null,5.714,0,0,0,0,0,0,0,0]
["07344_令和2年度",221,17,13,2020,"令和2年度","07344","天栄村",null,{"v":6.161517227155496,"d":"6 "},{"v":0.5470363701616336,"d":"1 "},{"v":2.064651842267129,"d":"2 "},{"v":3.7991196286561464,"d":"4 "},{"v":6.7680507195805255,"d":"7 "},{"v":6.032973172265593,"d":"6 "},{"v":7.770595646142647,"d":"8 "},{"v":0.325168389545043,"d":"0 "},{"v":0,"d":"0 "},{"v":0.7709372869562215,"d":"1 "},null,{"v":798898,"d":"798,898 "},{"v":250,"d":"250 "},{"v":52,"d":"52 "},{"v":1005,"d":"1,005 "},{"v":1984,"d":"1,984 "},{"v":4311,"d":"4,311 "},{"v":1715,"d":"1,715 "},{"v":5515,"d":"5,515 "},{"v":0,"d":"0 "},{"v":0.7709372869562215,"d":"1 "},null,{"v":7485296.169666461,"d":"7,485,296 "},{"v":374316.3370994203,"d":"374,316 "},{"v":426591.9449537847,"d":"426,592 "},{"v":5641230.222338847,"d":"5,641,230 "},{"v":10018311.23418173,"d":"10,018,311 "},null,null,{"v":719768.7729279723,"d":"719,769 "},null,null,{"v":24665514.681168217,"d":"24,665,515 "},null,{"v":128,"d":"128 "},{"v":64,"d":"64 "},{"v":2,"d":"2 "},{"v":0,"d":"0 "},{"v":0,"d":"0 "},{"v":0,"d":"0 "},null,null,{"v":669.5999999999999,"d":"670 "},{"v":9780.6,"d":"9,781 "},{"v":3450,"d":"3,450 "},{"v":0,"d":"0 "},{"v":0,"d":"0 "},{"v":0,"d":"0 "},null,null,{"v":0,"d":"0 "},{"v":0,"d":"0 "},{"v":4.953,"d":"5 "},{"v":0,"d":"0 "},{"v":0,"d":"0 "},{"v":0,"d":"0 "},null,{"v":0,"d":"0 "},{"v":0,"d":"0 "},{"v":1,"d":"1 "},{"v":0,"d":"0 "},{"v":0,"d":"0 "},{"v":0,"d":"0 "},null,4.953,0,0,0,0,0,0,0,0]
["07344_令和3年度",221,18,13,2021,"令和3年度","07344","天栄村",null,{"v":7.476795563116432,"d":"7 "},{"v":0.5990931361839639,"d":"1 "},{"v":1.700248620038737,"d":"2 "},{"v":4.167277411291918,"d":"4 "},{"v":7.515268566035185,"d":"8 "},{"v":5.813023248818189,"d":"6 "},{"v":7.992169030800068,"d":"8 "},{"v":0.315465541268347,"d":"0 "},{"v":0,"d":"0 "},{"v":0.5926948196177064,"d":"1 "},null,{"v":1005494,"d":"1,005,494 "},{"v":250,"d":"250 "},{"v":52,"d":"52 "},{"v":1005,"d":"1,005 "},{"v":1977,"d":"1,977 "},{"v":4277,"d":"4,277 "},{"v":1720,"d":"1,720 "},{"v":5403,"d":"5,403 "},{"v":0,"d":"0 "},{"v":0.5926948196177064,"d":"1 "},null,{"v":9195818.587472053,"d":"9,195,819 "},{"v":400820.3827211698,"d":"400,820 "},{"v":340636.82275583677,"d":"340,637 "},{"v":6248613.293141645,"d":"6,248,613 "},{"v":10312227.22307051,"d":"10,312,227 "},{"v":0,"d":"0 "},{"v":0,"d":"0 "},{"v":709218.7858255592,"d":"709,219 "},{"v":0,"d":"0 "},{"v":0,"d":"0 "},{"v":27207335.094986774,"d":"27,207,335 "},null,{"v":131,"d":"131 "},{"v":68,"d":"68 "},{"v":2,"d":"2 "},{"v":0,"d":"0 "},{"v":0,"d":"0 "},{"v":0,"d":"0 "},null,null,{"v":681.3999999999999,"d":"681 "},{"v":9977.699999999999,"d":"9,978 "},{"v":3450,"d":"3,450 "},{"v":0,"d":"0 "},{"v":0,"d":"0 "},{"v":0,"d":"0 "},null,null,{"v":0,"d":"0 "},{"v":0,"d":"0 "},{"v":5.02,"d":"5 "},{"v":0,"d":"0 "},{"v":0,"d":"0 "},{"v":0,"d":"0 "},null,{"v":0,"d":"0 "},{"v":0,"d":"0 "},{"v":1,"d":"1 "},{"v":0,"d":"0 "},{"v":0,"d":"0 "},{"v":0,"d":"0 "},null,5.02,0,0,0,0,0,0,0,0]
["07344_令和4年度",221,19,13,2022,"令和4年度","07344","天栄村",null,{"v":5.626658312625744,"d":"6 "},{"v":0.5367802218537219,"d":"1 "},{"v":1.557497515145351,"d":"2 "},{"v":4.147262868055459,"d":"4 "},{"v":7.270801380273025,"d":"7 "},{"v":6.056765392077377,"d":"6 "},{"v":7.899623501937897,"d":"8 "},{"v":0.31224564465757493,"d":"0 "},{"v":0,"d":"0 "},{"v":0.5877767712944179,"d":"1 "},null,{"v":913945,"d":"913,945 "},{"v":250,"d":"250 "},{"v":52,"d":"52 "},{"v":1005,"d":"1,005 "},{"v":1982,"d":"1,982 "},{"v":4234,"d":"4,234 "},{"v":1726,"d":"1,726 "},{"v":5304,"d":"5,304 "},{"v":0,"d":"0 "},{"v":0.5877767712944179,"d":"1 "},null,{"v":6432507.715168312,"d":"6,432,508 "},{"v":389795.4449758184,"d":"389,795 "},{"v":356538.5846188877,"d":"356,539 "},{"v":5961554.866191407,"d":"5,961,555 "},{"v":10423617.960958693,"d":"10,423,618 "},{"v":0,"d":"0 "},{"v":0,"d":"0 "},{"v":684891.1695353409,"d":"684,891 "},{"v":0,"d":"0 "},{"v":0,"d":"0 "},{"v":24248905.741448462,"d":"24,248,906 "},null,{"v":137,"d":"137 "},{"v":70,"d":"70 "},{"v":2,"d":"2 "},{"v":0,"d":"0 "},{"v":0,"d":"0 "},{"v":0,"d":"0 "},null,null,{"v":715.6999999999998,"d":"716 "},{"v":10054.699999999999,"d":"10,055 "},{"v":3450,"d":"3,450 "},{"v":0,"d":"0 "},{"v":0,"d":"0 "},{"v":0,"d":"0 "}]
["07344_令和5年度",221,20,13,2023,"令和5年度","07344","天栄村",{"$nulls":35},{"v":138,"d":"138 "},{"v":70,"d":"70 "},{"v":2,"d":"2 "},{"v":0,"d":"0 "},{"v":0,"d":"0 "},{"v":0,"d":"0 "},null,null,{"v":719.2999999999997,"d":"719 "},{"v":10054.699999999999,"d":"10,055 "},{"v":3450,"d":"3,450 "},{"v":0,"d":"0 "},{"v":0,"d":"0 "},{"v":0,"d":"0 "}]
["07344_令和6年度",221,21,13,2024,"令和6年度","07344","天栄村"]
["07482_平成2年度",86,1,6,1990,"平成2年度","07482","矢祭町",null,{"v":7.259457170211236,"d":"7 "},{"v":1.648070793622932,"d":"2 "},{"v":3.188291138544085,"d":"3 "},{"v":3.334661724731929,"d":"3 "},{"v":5.50227810241287,"d":"6 "},{"v":4.390830670457807,"d":"4 "},{"v":7.001327559145924,"d":"7 "},{"v":0.467831704192337,"d":"0 "},{"v":0,"d":"0 "},{"v":0.4608905522186176,"d":"0 "},null,{"v":754863,"d":"754,863 "},{"v":507,"d":"507 "},{"v":36,"d":"36 "},{"v":1150,"d":"1,150 "},{"v":1885,"d":"1,885 "},{"v":1806,"d":"1,806 "},{"v":1700,"d":"1,700 "},{"v":7596,"d":"7,596 "},{"v":0,"d":"0 "},{"v":0.4608905522186176,"d":"0 "},{"$nulls":29},"","","","","","",null,"","","","","",""]
["07482_平成17年度",87,2,6,2005,"平成17年度","07482","矢祭町",null,{"v":39.34009352013415,"d":"39 "},{"v":0.999723867061035,"d":"1 "},{"v":3.769118901037752,"d":"4 "},{"v":5.963440943477961,"d":"6 "},{"v":9.294861707047762,"d":"9 "},{"v":6.901752695687618,"d":"7 "},{"v":8.226893499143985,"d":"8 "},{"v":0.410338217490421,"d":"0 "},{"v":0,"d":"0 "},{"v":0.5767226857952207,"d":"1 "},null,{"v":4258005,"d":"4,258,005 "},{"v":381,"d":"381 "},{"v":45,"d":"45 "},{"v":965,"d":"965 "},{"v":2051,"d":"2,051 "},{"v":3285,"d":"3,285 "},{"v":1636,"d":"1,636 "},{"v":6965,"d":"6,965 "},{"v":0,"d":"0 "},{"v":0.5767226857952207,"d":"1 "},{"$nulls":29},"","","","","","",null,"","","","","",""]
["07482_平成18年度",88,3,6,2006,"平成18年度","07482","矢祭町",null,"","","","","","","","","","",null,"","","","","","","","","","",null,"","","","","","","","","","",null,null,"","","","","","","",null,"","","","","","","",null,"","","","","","",null,"","","","","",""]
["07482_平成19年度",89,4,6,2007,"平成19年度","07482","矢祭町",null,{"v":39.091855190256,"d":"39 "},{"v":0.8584370654034991,"d":"1 "},{"v":3.140869707201329,"d":"3 "},{"v":4.731392791632452,"d":"5 "},{"v":9.53789421494438,"d":"10 "},{"v":6.760426336762344,"d":"7 "},{"v":8.098911236875027,"d":"8 "},{"v":0.421056341933928,"d":"0 "},{"v":0,"d":"0 "},{"v":0.6633065762423545,"d":"1 "},null,{"v":4992486,"d":"4,992,486 "},{"v":342,"d":"342 "},{"v":47,"d":"47 "},{"v":1031,"d":"1,031 "},{"v":2064,"d":"2,064 "},{"v":3345,"d":"3,345 "},{"v":1586,"d":"1,586 "},{"v":6769,"d":"6,769 "},{"v":0,"d":"0 "},{"v":0.6633065762423545,"d":"1 "},{"$nulls":29},"","","","","","",null,"","","","","",""]
["07482_平成20年度",90,5,6,2008,"平成20年度","07482","矢祭町",null,{"v":34.71447792973645,"d":"35 "},{"v":0.6800916785087691,"d":"1 "},{"v":3.068385765415752,"d":"3 "},{"v":5.302034441105802,"d":"5 "},{"v":9.127323355541868,"d":"9 "},{"v":6.640534257573816,"d":"7 "},{"v":7.982567010992897,"d":"8 "},{"v":0.409714346374769,"d":"0 "},{"v":0,"d":"0 "},{"v":0.7291566369884133,"d":"1 "},null,{"v":4620088,"d":"4,620,088 "},{"v":342,"d":"342 "},{"v":47,"d":"47 "},{"v":1031,"d":"1,031 "},{"v":2070,"d":"2,070 "},{"v":3401,"d":"3,401 "},{"v":1565,"d":"1,565 "},{"v":6695,"d":"6,695 "},{"v":0,"d":"0 "},{"v":0.7291566369884133,"d":"1 "},{"$nulls":29},"","","","","","",null,"","","","","",""]
["07482_平成21年度",91,6,6,2009,"平成21年度","07482","矢祭町",null,{"v":23.41410799183365,"d":"23 "},{"v":0.6960164010940647,"d":"1 "},{"v":4.40681500832393,"d":"4 "},{"v":6.21891512842754,"d":"6 "},{"v":8.420075521229016,"d":"8 "},{"v":6.785033198323714,"d":"7 "},{"v":7.765698100906334,"d":"8 "},{"v":0.387152756846144,"d":"0 "},{"v":0,"d":"0 "},{"v":0.5459867269942749,"d":"1 "},null,{"v":2697455,"d":"2,697,455 "},{"v":357,"d":"357 "},{"v":93,"d":"93 "},{"v":1198,"d":"1,198 "},{"v":2086,"d":"2,086 "},{"v":3430,"d":"3,430 "},{"v":1563,"d":"1,563 "},{"v":6641,"d":"6,641 "},{"v":0,"d":"0 "},{"v":0.5459867269942749,"d":"1 "},{"$nulls":29},{"v":0,"d":"0 "},{"v":0,"d":"0 "},{"v":0,"d":"0 "},{"v":0,"d":"0 "},{"v":0,"d":"0 "},{"v":0,"d":"0 "},null,{"v":0,"d":"0 "},{"v":0,"d":"0 "},{"v":0,"d":"0 "},{"v":0,"d":"0 "},{"v":0,"d":"0 "},{"v":0,"d":"0 "},null,0,0,0,0,0,0,0,0,0]
["07482_平成22年度",92,7,6,2010,"平成22年度","07482","矢祭町",null,{"v":38.57362105168598,"d":"39 "},{"v":0.7094193105702373,"d":"1 "},{"v":4.172095416800034,"d":"4 "},{"v":6.065122070833951,"d":"6 "},{"v":8.479197562033455,"d":"8 "},{"v":6.81665815565686,"d":"7 "},{"v":7.918742197928455,"d":"8 "},{"v":0.398434389650603,"d":"0 "},{"v":0,"d":"0 "},{"v":0.5386916211587005,"d":"1 "},null,{"v":4754118,"d":"4,754,118 "},{"v":357,"d":"357 "},{"v":93,"d":"93 "},{"v":1198,"d":"1,198 "},{"v":2097,"d":"2,097 "},{"v":3462,"d":"3,462 "},{"v":1554,"d":"1,554 "},{"v":6549,"d":"6,549 "},{"v":0,"d":"0 "},{"v":0.5386916211587005,"d":"1 "},{"$nulls":29},{"v":0,"d":"0 "},{"v":0,"d":"0 "},{"v":0,"d":"0 "},{"v":0,"d":"0 "},{"v":0,"d":"0 "},{"v":0,"d":"0 "},null,{"v":0,"d":"0 "},{"v":0,"d":"0 "},{"v":0,"d":"0 "},{"v":0,"d":"0 "},{"v":0,"d":"0 "},{"v":0,"d":"0 "},null,0,0,0,0,0,0,0,0,0]
["07482_平成23年度",93,8,6,2011,"平成23年度","07482","矢祭町",null,{"v":48.83048370694981,"d":"49 "},{"v":0.9529376156117879,"d":"1 "},{"v":3.894858719770744,"d":"4 "},{"v":7.058608706013191,"d":"7 "},{"v":9.82074959881487,"d":"10 "},{"v":6.743018869008302,"d":"7 "},{"v":7.6998002406286,"d":"8 "},{"v":0.451940149215476,"d":"0 "},{"v":0,"d":"0 "},{"v":0.5873564885322317,"d":"1 "},null,{"v":4962718,"d":"4,962,718 "},{"v":357,"d":"357 "},{"v":93,"d":"93 "},{"v":1198,"d":"1,198 "},{"v":2075,"d":"2,075 "},{"v":3499,"d":"3,499 "},{"v":1556,"d":"1,556 "},{"v":6440,"d":"6,440 "},{"v":0,"d":"0 "},{"v":0.5873564885322317,"d":"1 "},{"$nulls":29},{"v":0,"d":"0 "},{"v":0,"d":"0 "},{"v":3.501,"d":"4 "},{"v":0,"d":"0 "},{"v":0,"d":"0 "},{"v":0,"d":"0 "},null,{"v":0,"d":"0 "},{"v":0,"d":"0 "},{"v":1,"d":"1 "},{"v":0,"d":"0 "},{"v":0,"d":"0 "},{"v":0,"d":"0 "},null,3.501,0,0,0,0,0,0,0,0]
["07482_平成24年度",94,9,6,2012,"平成24年度","07482","矢祭町",null,{"v":45.93702970611199,"d":"46 "},{"v":0.8945893883414994,"d":"1 "},{"v":3.906491197348611,"d":"4 "},{"v":7.941788007162691,"d":"8 "},{"v":10.55826546822589,"d":"11 "},{"v":6.777907298603613,"d":"7 "},{"v":7.300689818294851,"d":"7 "},{"v":0.484009238882904,"d":"0 "},{"v":0,"d":"0 "},{"v":0.5581830969053906,"d":"1 "},null,{"v":4281596,"d":"4,281,596 "},{"v":357,"d":"357 "},{"v":93,"d":"93 "},{"v":1198,"d":"1,198 "},{"v":2098,"d":"2,098 "},{"v":3545,"d":"3,545 "},{"v":1467,"d":"1,467 "},{"v":6348,"d":"6,348 "},{"v":0,"d":"0 "},{"v":0.5581830969053906,"d":"1 "},{"$nulls":29},{"v":0,"d":"0 "},{"v":0,"d":"0 "},{"v":4.001,"d":"4 "},{"v":0,"d":"0 "},{"v":0,"d":"0 "},{"v":0,"d":"0 "},null,{"v":0,"d":"0 "},{"v":0,"d":"0 "},{"v":1,"d":"1 "},{"v":0,"d":"0 "},{"v":0,"d":"0 "},{"v":0,"d":"0 "},null,4.001,0,0,0,0,0,0,0,0]
["07482_平成25年度",95,10,6,2013,"平成25年度","07482","矢祭町",null,{"v":47.5552611313184,"d":"48 "},{"v":0.759483502165246,"d":"1 "},{"v":2.833952981502045,"d":"3 "},{"v":6.854264121786941,"d":"7 "},{"v":10.34041838651958,"d":"10 "},{"v":6.711510172042268,"d":"7 "},{"v":7.662888253107165,"d":"8 "},{"v":0.489192348378561,"d":"0 "},{"v":0,"d":"0 "},{"v":0.5184134006393274,"d":"1 "},null,{"v":4873186,"d":"4,873,186 "},{"v":357,"d":"357 "},{"v":93,"d":"93 "},{"v":1198,"d":"1,198 "},{"v":2089,"d":"2,089 "},{"v":3667,"d":"3,667 "},{"v":1534,"d":"1,534 "},{"v":6324,"d":"6,324 "},{"v":0,"d":"0 "},{"v":0.5184134006393274,"d":"1 "},{"$nulls":29},{"v":0,"d":"0 "},{"v":0,"d":"0 "},{"v":4.554,"d":"5 "},{"v":0,"d":"0 "},{"v":0,"d":"0 "},{"v":0,"d":"0 "},null,{"v":0,"d":"0 "},{"v":0,"d":"0 "},{"v":1,"d":"1 "},{"v":0,"d":"0 "},{"v":0,"d":"0 "},{"v":0,"d":"0 "},null,4.554,0,0,0,0,0,0,0,0]
["07482_平成26年度",96,11,6,2014,"平成26年度","07482","矢祭町",null,{"v":52.35893196470504,"d":"52 "},{"v":0.7348613557746261,"d":"1 "},{"v":4.176458580198875,"d":"4 "},{"v":6.800027169491826,"d":"7 "},{"v":10.09456792172453,"d":"10 "},{"v":6.454031700243388,"d":"6 "},{"v":7.69267611778395,"d":"8 "},{"v":0.462597135765589,"d":"0 "},{"v":0,"d":"0 "},{"v":0.6159036632777076,"d":"1 "},null,{"v":5770626,"d":"5,770,626 "},{"v":318,"d":"318 "},{"v":91,"d":"91 "},{"v":1063,"d":"1,063 "},{"v":2088,"d":"2,088 "},{"v":3714,"d":"3,714 "},{"v":1532,"d":"1,532 "},{"v":6233,"d":"6,233 "},{"v":0,"d":"0 "},{"v":0.6159036632777076,"d":"1 "},{"$nulls":13},{"v":94,"d":"94 "},{"v":35,"d":"35 "},{"v":0,"d":"0 "},{"v":0,"d":"0 "},{"v":0,"d":"0 "},{"v":0,"d":"0 "},null,null,{"v":444.1,"d":"444 "},{"v":959.7,"d":"960 "},{"v":0,"d":"0 "},{"v":0,"d":"0 "},{"v":0,"d":"0 "},{"v":0,"d":"0 "},null,null,{"v":0,"d":"0 "},{"v":0,"d":"0 "},{"v":4.464,"d":"4 "},{"v":0,"d":"0 "},{"v":0,"d":"0 "},{"v":0,"d":"0 "},null,{"v":0,"d":"0 "},{"v":0,"d":"0 "},{"v":1,"d":"1 "},{"v":0,"d":"0 "},{"v":0,"d":"0 "},{"v":0,"d":"0 "},null,4.464,0,0,0,0,0,0,0,0]
["07482_平成27年度",97,12,6,2015,"平成27年度","07482","矢祭町",null,{"v":51.72239396341949,"d":"52 "},{"v":0.7426565438517901,"d":"1 "},{"v":4.248325981699532,"d":"4 "},{"v":6.689857709381582,"d":"7 "},{"v":9.10731824629986,"d":"9 "},{"v":6.4648008162201895,"d":"6 "},{"v":7.658551411831683,"d":"8 "},{"v":0.448202921964581,"d":"0 "},{"v":0,"d":"0 "},{"v":0.6209209798077809,"d":"1 "},null,{"v":6311649,"d":"6,311,649 "},{"v":318,"d":"318 "},{"v":91,"d":"91 "},{"v":1063,"d":"1,063 "},{"v":2101,"d":"2,101 "},{"v":3756,"d":"3,756 "},{"v":1524,"d":"1,524 "},{"v":6169,"d":"6,169 "},{"v":0,"d":"0 "},{"v":0.6209209798077809,"d":"1 "},null,{"v":55016603.30660264,"d":"55,016,603 "},{"v":546116.8342998372,"d":"546,117 "},{"v":738927.3240321814,"d":"738,927 "},{"v":7490025.782217981,"d":"7,490,026 "},{"v":12120370.53634532,"d":"12,120,371 "},{"v":0,"d":"0 "},{"v":0,"d":"0 "},{"v":845435.5720182896,"d":"845,436 "},{"v":0,"d":"0 "},{"v":0,"d":"0 "},{"v":76757479.35551625,"d":"76,757,479 "},null,{"v":110,"d":"110 "},{"v":41,"d":"41 "},{"v":0,"d":"0 "},{"v":0,"d":"0 "},{"v":0,"d":"0 "},{"v":0,"d":"0 "},null,null,{"v":525.5,"d":"526 "},{"v":1100.5,"d":"1,101 "},{"v":0,"d":"0 "},{"v":0,"d":"0 "},{"v":0,"d":"0 "},{"v":0,"d":"0 "},null,null,{"v":0,"d":"0 "},{"v":0,"d":"0 "},{"v":4.346,"d":"4 "},{"v":0,"d":"0 "},{"v":0,"d":"0 "},{"v":0,"d":"0 "},null,{"v":0,"d":"0 "},{"v":0,"d":"0 "},{"v":1,"d":"1 "},{"v":0,"d":"0 "},{"v":0,"d":"0 "},{"v":0,"d":"0 "},null,4.346,0,0,0,0,0,0,0,0]
["07482_平成28年度",98,13,6,2016,"平成28年度","07482","矢祭町",null,{"v":46.2216681586851,"d":"46 "},{"v":0.7628774732855196,"d":"1 "},{"v":4.657837077996508,"d":"5 "},{"v":4.887438917899227,"d":"5 "},{"v":8.404944691957022,"d":"8 "},{"v":6.432203505329723,"d":"6 "},{"v":7.360963730101988,"d":"7 "},{"v":0.4265468161940374,"d":"0 "},{"v":0,"d":"0 "},{"v":0.7641263891296964,"d":"1 "},null,{"v":5558119,"d":"5,558,119 "},{"v":318,"d":"318 "},{"v":91,"d":"91 "},{"v":1063,"d":"1,063 "},{"v":2084,"d":"2,084 "},{"v":3783,"d":"3,783 "},{"v":1515,"d":"1,515 "},{"v":6039,"d":"6,039 "},{"v":0,"d":"0 "},{"v":0.7641263891296964,"d":"1 "},null,{"v":51329977.49471306,"d":"51,329,977 "},{"v":538321.6401384632,"d":"538,322 "},{"v":650115.8631968291,"d":"650,116 "},{"v":6671520.379588461,"d":"6,671,520 "},{"v":10714672.73945403,"d":"10,714,673 "},{"v":0,"d":"0 "},{"v":0,"d":"0 "},{"v":828262.5965851495,"d":"828,263 "},{"v":0,"d":"0 "},{"v":0,"d":"0 "},{"v":70732870.71367599,"d":"70,732,871 "},null,{"v":118,"d":"118 "},{"v":46,"d":"46 "},{"v":0,"d":"0 "},{"v":0,"d":"0 "},{"v":0,"d":"0 "},{"v":0,"d":"0 "},null,null,{"v":563.5,"d":"564 "},{"v":1311,"d":"1,311 "},{"v":0,"d":"0 "},{"v":0,"d":"0 "},{"v":0,"d":"0 "},{"v":0,"d":"0 "},null,null,{"v":0,"d":"0 "},{"v":0,"d":"0 "},{"v":4.382,"d":"4 "},{"v":0,"d":"0 "},{"v":0,"d":"0 "},{"v":0,"d":"0 "},null,{"v":0,"d":"0 "},{"v":0,"d":"0 "},{"v":1,"d":"1 "},{"v":0,"d":"0 "},{"v":0,"d":"0 "},{"v":0,"d":"0 "},null,4.382,0,0,0,0,0,0,0,0]
["07482_平成29年度",99,14,6,2017,"平成29年度","07482","矢祭町",null,{"v":54.49783605560482,"d":"54 "},{"v":0.7841315042469549,"d":"1 "},{"v":4.825664235516431,"d":"5 "},{"v":4.530081387585024,"d":"5 "},{"v":8.837782280863895,"d":"9 "},{"v":6.347315834318895,"d":"6 "},{"v":7.1839801744058756,"d":"7 "},{"v":0.404147331101534,"d":"0 "},{"v":0,"d":"0 "},{"v":0.6626581191337,"d":"1 "},null,{"v":6928221.000000001,"d":"6,928,221 "},{"v":318,"d":"318 "},{"v":91,"d":"91 "},{"v":1063,"d":"1,063 "},{"v":2065,"d":"2,065 "},{"v":3795,"d":"3,795 "},{"v":1488,"d":"1,488 "},{"v":5917,"d":"5,917 "},{"v":0,"d":"0 "},{"v":0.6626581191337,"d":"1 "},null,{"v":61851092.82319041,"d":"61,851,093 "},{"v":563901.3876638083,"d":"563,901 "},{"v":910393.8660154813,"d":"910,394 "},{"v":6544398.649157073,"d":"6,544,399 "},{"v":11681601.85073238,"d":"11,681,602 "},{"v":0,"d":"0 "},{"v":0,"d":"0 "},{"v":812799.8418320139,"d":"812,800 "},{"v":0,"d":"0 "},{"v":0,"d":"0 "},{"v":82364188.41859117,"d":"82,364,188 "},null,{"v":125,"d":"125 "},{"v":52,"d":"52 "},{"v":0,"d":"0 "},{"v":0,"d":"0 "},{"v":0,"d":"0 "},{"v":0,"d":"0 "},null,null,{"v":614.2,"d":"614 "},{"v":2757.2,"d":"2,757 "},{"v":0,"d":"0 "},{"v":0,"d":"0 "},{"v":0,"d":"0 "},{"v":0,"d":"0 "},null,null,{"v":0,"d":"0 "},{"v":0,"d":"0 "},{"v":3.593,"d":"4 "},{"v":0,"d":"0 "},{"v":0,"d":"0 "},{"v":0,"d":"0 "},null,{"v":0,"d":"0 "},{"v":0,"d":"0 "},{"v":1,"d":"1 "},{"v":0,"d":"0 "},{"v":0,"d":"0 "},{"v":0,"d":"0 "},null,3.593,0,0,0,0,0,0,0,0]
["07482_平成30年度",100,15,6,2018,"平成30年度","07482","矢祭町",null,{"v":62.82916415322177,"d":"63 "},{"v":0.7453105025644696,"d":"1 "},{"v":4.375882551758384,"d":"4 "},{"v":4.804853672277677,"d":"5 "},{"v":8.127828398393213,"d":"8 "},{"v":6.168983177019652,"d":"6 "},{"v":7.031211082719755,"d":"7 "},{"v":0.368052499438817,"d":"0 "},{"v":0,"d":"0 "},{"v":0.5667679681593532,"d":"1 "},null,{"v":7703025,"d":"7,703,025 "},{"v":318,"d":"318 "},{"v":91,"d":"91 "},{"v":1063,"d":"1,063 "},{"v":2069,"d":"2,069 "},{"v":3759,"d":"3,759 "},{"v":1471,"d":"1,471 "},{"v":5807,"d":"5,807 "},{"v":0,"d":"0 "},{"v":0.5667679681593532,"d":"1 "},null,{"v":71956162.28428972,"d":"71,956,162 "},{"v":501184.7479815574,"d":"501,185 "},{"v":863173.639729085,"d":"863,174 "},{"v":6527836.670592671,"d":"6,527,837 "},{"v":10287619.05199797,"d":"10,287,619 "},{"v":0,"d":"0 "},{"v":0,"d":"0 "},{"v":799339.9999025449,"d":"799,340 "},{"v":0,"d":"0 "},{"v":0,"d":"0 "},{"v":90935316.39449355,"d":"90,935,316 "},null,{"v":141,"d":"141 "},{"v":53,"d":"53 "},{"v":0,"d":"0 "},{"v":0,"d":"0 "},{"v":0,"d":"0 "},{"v":0,"d":"0 "},null,null,{"v":698.8,"d":"699 "},{"v":2768,"d":"2,768 "},{"v":0,"d":"0 "},{"v":0,"d":"0 "},{"v":0,"d":"0 "},{"v":0,"d":"0 "},null,null,{"v":0,"d":"0 "},{"v":0,"d":"0 "},{"v":6.315,"d":"6 "},{"v":0,"d":"0 "},{"v":0,"d":"0 "},{"v":0,"d":"0 "},null,{"v":0,"d":"0 "},{"v":0,"d":"0 "},{"v":2,"d":"2 "},{"v":0,"d":"0 "},{"v":0,"d":"0 "},{"v":0,"d":"0 "},null,2.629,0,0,0,0,3.686,0,0,0]
["07482_令和元年度",101,16,6,2019,"令和元年度","07482","矢祭町",null,{"v":55.15375829781721,"d":"55 "},{"v":0.6899120175523776,"d":"1 "},{"v":4.418996335149215,"d":"4 "},{"v":4.810381072965179,"d":"5 "},{"v":8.020876526769118,"d":"8 "},{"v":6.0153304889756845,"d":"6 "},{"v":6.978286573076701,"d":"7 "},{"v":0.352920745571989,"d":"0 "},{"v":0,"d":"0 "},{"v":0.7194684594852172,"d":"1 "},null,{"v":6773919,"d":"6,773,919 "},{"v":318,"d":"318 "},{"v":91,"d":"91 "},{"v":1063,"d":"1,063 "},{"v":2097,"d":"2,097 "},{"v":3766,"d":"3,766 "},{"v":1449,"d":"1,449 "},{"v":5719,"d":"5,719 "},{"v":0,"d":"0 "},{"v":0.7194684594852172,"d":"1 "},null,{"v":66835286.60758607,"d":"66,835,287 "},{"v":485294.8240170107,"d":"485,295 "},{"v":906124.6354726757,"d":"906,125 "},{"v":6973941.414257431,"d":"6,973,941 "},{"v":10844664.38464154,"d":"10,844,664 "},{"v":0,"d":"0 "},{"v":0,"d":"0 "},{"v":778884.7473910502,"d":"778,885 "},{"v":0,"d":"0 "},{"v":0,"d":"0 "},{"v":86824196.61336578,"d":"86,824,197 "},null,{"v":146,"d":"146 "},{"v":60,"d":"60 "},{"v":0,"d":"0 "},{"v":0,"d":"0 "},{"v":0,"d":"0 "},{"v":1,"d":"1 "},null,null,{"v":723.8999999999999,"d":"724 "},{"v":3085.5,"d":"3,086 "},{"v":0,"d":"0 "},{"v":0,"d":"0 "},{"v":0,"d":"0 "},{"v":45,"d":"45 "},null,null,{"v":0,"d":"0 "},{"v":0,"d":"0 "},{"v":6.712,"d":"7 "},{"v":0,"d":"0 "},{"v":0,"d":"0 "},{"v":0,"d":"0 "},null,{"v":0,"d":"0 "},{"v":0,"d":"0 "},{"v":2,"d":"2 "},{"v":0,"d":"0 "},{"v":0,"d":"0 "},{"v":0,"d":"0 "},null,2.258,0,0,0,0,4.454,0,0,0]
["07482_令和2年度",102,17,6,2020,"令和2年度","07482","矢祭町",null,{"v":48.19478497105567,"d":"48 "},{"v":0.5667296794874525,"d":"1 "},{"v":3.5734358808469544,"d":"4 "},{"v":3.353053841410947,"d":"3 "},{"v":7.1432954671379125,"d":"7 "},{"v":5.229696298946074,"d":"5 "},{"v":6.5608294435070285,"d":"7 "},{"v":0.330121090310552,"d":"0 "},{"v":0,"d":"0 "},{"v":0.7557691204995298,"d":"1 "},null,{"v":6248902,"d":"6,248,902 "},{"v":259,"d":"259 "},{"v":90,"d":"90 "},{"v":887,"d":"887 "},{"v":2094,"d":"2,094 "},{"v":3737,"d":"3,737 "},{"v":1448,"d":"1,448 "},{"v":5599,"d":"5,599 "},{"v":0,"d":"0 "},{"v":0.7557691204995298,"d":"1 "},null,{"v":58549254.35439955,"d":"58,549,254 "},{"v":387791.72523499944,"d":"387,792 "},{"v":738332.212420012,"d":"738,332 "},{"v":4978876.823099063,"d":"4,978,877 "},{"v":10573761.95785108,"d":"10,573,762 "},null,null,{"v":730731.7061874373,"d":"730,732 "},null,null,{"v":75958748.77919213,"d":"75,958,749 "},null,{"v":150,"d":"150 "},{"v":64,"d":"64 "},{"v":0,"d":"0 "},{"v":0,"d":"0 "},{"v":0,"d":"0 "},{"v":1,"d":"1 "},null,null,{"v":749.6999999999999,"d":"750 "},{"v":3283.5,"d":"3,284 "},{"v":0,"d":"0 "},{"v":0,"d":"0 "},{"v":0,"d":"0 "},{"v":45,"d":"45 "},null,null,{"v":0,"d":"0 "},{"v":0,"d":"0 "},{"v":9.161,"d":"9 "},{"v":0,"d":"0 "},{"v":0,"d":"0 "},{"v":0,"d":"0 "},null,{"v":0,"d":"0 "},{"v":0,"d":"0 "},{"v":1,"d":"1 "},{"v":0,"d":"0 "},{"v":0,"d":"0 "},{"v":0,"d":"0 "},null,4.165,0,0,0,0,4.996,0,0,0]
["07482_令和3年度",102,18,6,2021,"令和3年度","07482","矢祭町",null,{"v":61.87510212046927,"d":"62 "},{"v":0.6206604890865866,"d":"1 "},{"v":2.9427379962208913,"d":"3 "},{"v":3.677985138125305,"d":"4 "},{"v":7.933417044671438,"d":"8 "},{"v":5.0451115968232685,"d":"5 "},{"v":6.732937747458894,"d":"7 "},{"v":0.320019735645347,"d":"0 "},{"v":0,"d":"0 "},{"v":0.6267309614406237,"d":"1 "},null,{"v":8321084,"d":"8,321,084 "},{"v":259,"d":"259 "},{"v":90,"d":"90 "},{"v":887,"d":"887 "},{"v":2087,"d":"2,087 "},{"v":3712,"d":"3,712 "},{"v":1449,"d":"1,449 "},{"v":5481,"d":"5,481 "},{"v":0,"d":"0 "},{"v":0.6267309614406237,"d":"1 "},null,{"v":76101079.58388247,"d":"76,101,080 "},{"v":415249.91649913177,"d":"415,250 "},{"v":589563.7316927942,"d":"589,564 "},{"v":5514945.264693174,"d":"5,514,945 "},{"v":10885998.08525451,"d":"10,885,998 "},{"v":0,"d":"0 "},{"v":0,"d":"0 "},{"v":719457.3690745678,"d":"719,457 "},{"v":0,"d":"0 "},{"v":0,"d":"0 "},{"v":94226293.95109664,"d":"94,226,294 "},null,{"v":154,"d":"154 "},{"v":71,"d":"71 "},{"v":0,"d":"0 "},{"v":0,"d":"0 "},{"v":0,"d":"0 "},{"v":1,"d":"1 "},null,null,{"v":769.5999999999999,"d":"770 "},{"v":3630,"d":"3,630 "},{"v":0,"d":"0 "},{"v":0,"d":"0 "},{"v":0,"d":"0 "},{"v":45,"d":"45 "},null,null,{"v":0,"d":"0 "},{"v":0,"d":"0 "},{"v":11.106,"d":"11 "},{"v":0,"d":"0 "},{"v":0,"d":"0 "},{"v":0,"d":"0 "},null,{"v":0,"d":"0 "},{"v":0,"d":"0 "},{"v":1,"d":"1 "},{"v":0,"d":"0 "},{"v":0,"d":"0 "},{"v":0,"d":"0 "},null,4.031,0,0,0,0,7.075,0,0,0]
["07482_令和4年度",102,19,6,2022,"令和4年度","07482","矢祭町",null,{"v":57.93510468487183,"d":"58 "},{"v":0.5561043098404559,"d":"1 "},{"v":2.6956687762131075,"d":"3 "},{"v":3.6603205611593945,"d":"4 "},{"v":7.644979856957106,"d":"8 "},{"v":5.234224036280378,"d":"5 "},{"v":6.773721195172703,"d":"7 "},{"v":0.315071397097915,"d":"0 "},{"v":0,"d":"0 "},{"v":0.8911198179940946,"d":"1 "},null,{"v":9410470,"d":"9,410,470 "},{"v":259,"d":"259 "},{"v":90,"d":"90 "},{"v":887,"d":"887 "},{"v":2084,"d":"2,084 "},{"v":3659,"d":"3,659 "},{"v":1480,"d":"1,480 "},{"v":5352,"d":"5,352 "},{"v":0,"d":"0 "},{"v":0.8911198179940946,"d":"1 "},null,{"v":66232564.189705014,"d":"66,232,564 "},{"v":403828.0809949479,"d":"403,828 "},{"v":617086.0118403826,"d":"617,086 "},{"v":5261591.210260475,"d":"5,261,591 "},{"v":10960050.368636688,"d":"10,960,050 "},{"v":0,"d":"0 "},{"v":0,"d":"0 "},{"v":691089.2796668825,"d":"691,089 "},{"v":0,"d":"0 "},{"v":0,"d":"0 "},{"v":84166209.1411044,"d":"84,166,209 "},null,{"v":161,"d":"161 "},{"v":72,"d":"72 "},{"v":0,"d":"0 "},{"v":0,"d":"0 "},{"v":0,"d":"0 "},{"v":1,"d":"1 "},null,null,{"v":821.9999999999999,"d":"822 "},{"v":3679.4999999999995,"d":"3,680 "},{"v":0,"d":"0 "},{"v":0,"d":"0 "},{"v":0,"d":"0 "},{"v":45,"d":"45 "}]
["07482_令和5年度",102,20,6,2023,"令和5年度","07482","矢祭町",{"$nulls":35},{"v":164,"d":"164 "},{"v":72,"d":"72 "},{"v":0,"d":"0 "},{"v":0,"d":"0 "},{"v":0,"d":"0 "},{"v":1,"d":"1 "},null,null,{"v":838.8999999999999,"d":"839 "},{"v":3679.4999999999995,"d":"3,680 "},{"v":0,"d":"0 "},{"v":0,"d":"0 "},{"v":0,"d":"0 "},{"v":45,"d":"45 "}]
["07482_令和6年度",102,21,6,2024,"令和6年度","07482","矢祭町"]
["10424_平成2年度",307,1,19,1990,"平成2年度","10424","長野原町",null,{"v":1.138127975947518,"d":"1 "},{"v":1.645102611626716,"d":"2 "},{"v":4.890105333979481,"d":"5 "},{"v":5.832740911631213,"d":"6 "},{"v":5.99275255630955,"d":"6 "},{"v":6.423352509052894,"d":"6 "},{"v":11.50688776485512,"d":"12 "},{"v":0.423610645265257,"d":"0 "},{"v":0,"d":"0 "},{"v":0.4499474743943466,"d":"0 "},null,{"v":220417,"d":"220,417 "},{"v":580,"d":"580 "},{"v":67,"d":"67 "},{"v":2319,"d":"2,319 "},{"v":2096,"d":"2,096 "},{"v":2642,"d":"2,642 "},{"v":2794,"d":"2,794 "},{"v":6878,"d":"6,878 "},{"v":0,"d":"0 "},{"v":0.4499474743943466,"d":"0 "},{"$nulls":29},"","","","","","",null,"","","","","",""]
["10424_平成17年度",308,2,19,2005,"平成17年度","10424","長野原町",null,{"v":1.705400072216038,"d":"2 "},{"v":1.225285249706537,"d":"1 "},{"v":1.564276319690092,"d":"2 "},{"v":10.50514488078388,"d":"11 "},{"v":8.485019487652432,"d":"8 "},{"v":9.563707236155263,"d":"10 "},{"v":12.78286263742299,"d":"13 "},{"v":0.394667009184254,"d":"0 "},{"v":0,"d":"0 "},{"v":2.045088322398096,"d":"2 "},null,{"v":302868,"d":"302,868 "},{"v":544,"d":"544 "},{"v":20,"d":"20 "},{"v":2286,"d":"2,286 "},{"v":2481,"d":"2,481 "},{"v":4552,"d":"4,552 "},{"v":2542,"d":"2,542 "},{"v":6699,"d":"6,699 "},{"v":0,"d":"0 "},{"v":2.045088322398096,"d":"2 "},{"$nulls":29},"","","","","","",null,"","","","","",""]
["10424_平成18年度",309,3,19,2006,"平成18年度","10424","長野原町",null,"","","","","","","","","","",null,"","","","","","","","","","",null,"","","","","","","","","","",null,null,"","","","","","","",null,"","","","","","","",null,"","","","","","",null,"","","","","",""]
["10424_平成19年度",310,4,19,2007,"平成19年度","10424","長野原町",null,{"v":1.610448818706153,"d":"2 "},{"v":1.180194082460855,"d":"1 "},{"v":1.642218795175951,"d":"2 "},{"v":11.65958716290125,"d":"12 "},{"v":8.29784543240022,"d":"8 "},{"v":9.159417685562614,"d":"9 "},{"v":12.7100820104552,"d":"13 "},{"v":0.404261363012055,"d":"0 "},{"v":0,"d":"0 "},{"v":1.913728559049391,"d":"2 "},null,{"v":288471,"d":"288,471 "},{"v":504,"d":"504 "},{"v":39,"d":"39 "},{"v":2719,"d":"2,719 "},{"v":2467,"d":"2,467 "},{"v":4532,"d":"4,532 "},{"v":2489,"d":"2,489 "},{"v":6499,"d":"6,499 "},{"v":0,"d":"0 "},{"v":1.913728559049391,"d":"2 "},{"$nulls":29},"","","","","","",null,"","","","","",""]
["10424_平成20年度",311,5,19,2008,"平成20年度","10424","長野原町",null,{"v":1.884381810371619,"d":"2 "},{"v":0.8816910088314246,"d":"1 "},{"v":1.447317668174807,"d":"1 "},{"v":12.36099546944501,"d":"12 "},{"v":8.487849606153926,"d":"8 "},{"v":9.0577590181961,"d":"9 "},{"v":12.70579835423853,"d":"13 "},{"v":0.390192482820841,"d":"0 "},{"v":0,"d":"0 "},{"v":1.703812412301736,"d":"2 "},null,{"v":353964,"d":"353,964 "},{"v":504,"d":"504 "},{"v":39,"d":"39 "},{"v":2719,"d":"2,719 "},{"v":2442,"d":"2,442 "},{"v":4639,"d":"4,639 "},{"v":2491,"d":"2,491 "},{"v":6376,"d":"6,376 "},{"v":0,"d":"0 "},{"v":1.703812412301736,"d":"2 "},{"$nulls":29},"","","","","","",null,"","","","","",""]
["10424_平成21年度",312,6,19,2009,"平成21年度","10424","長野原町",null,{"v":0.8090335849603594,"d":"1 "},{"v":0.8506346940489375,"d":"1 "},{"v":2.563311101978161,"d":"3 "},{"v":12.21139806917503,"d":"12 "},{"v":7.585400291451517,"d":"8 "},{"v":9.129133588998233,"d":"9 "},{"v":12.43107910970419,"d":"12 "},{"v":0.369605251980809,"d":"0 "},{"v":0,"d":"0 "},{"v":1.460307981573627,"d":"1 "},null,{"v":136868,"d":"136,868 "},{"v":514,"d":"514 "},{"v":100,"d":"100 "},{"v":2874,"d":"2,874 "},{"v":2461,"d":"2,461 "},{"v":4615,"d":"4,615 "},{"v":2502,"d":"2,502 "},{"v":6340,"d":"6,340 "},{"v":0,"d":"0 "},{"v":1.460307981573627,"d":"1 "},{"$nulls":29},{"v":0,"d":"0 "},{"v":0,"d":"0 "},{"v":0,"d":"0 "},{"v":0,"d":"0 "},{"v":0,"d":"0 "},{"v":0,"d":"0 "},null,{"v":0,"d":"0 "},{"v":0,"d":"0 "},{"v":0,"d":"0 "},{"v":0,"d":"0 "},{"v":0,"d":"0 "},{"v":0,"d":"0 "},null,0,0,0,0,0,0,0,0,0]
["10424_平成22年度",313,7,19,2010,"平成22年度","10424","長野原町",null,{"v":0.8430244477277138,"d":"1 "},{"v":0.9070769462549623,"d":"1 "},{"v":2.463458853155066,"d":"2 "},{"v":12.64152135333471,"d":"13 "},{"v":8.095193524241214,"d":"8 "},{"v":9.061311621124457,"d":"9 "},{"v":12.49979061230277,"d":"12 "},{"v":0.381460318080513,"d":"0 "},{"v":0,"d":"0 "},{"v":1.446678573959302,"d":"1 "},null,{"v":153367,"d":"153,367 "},{"v":514,"d":"514 "},{"v":100,"d":"100 "},{"v":2874,"d":"2,874 "},{"v":2468,"d":"2,468 "},{"v":4602,"d":"4,602 "},{"v":2453,"d":"2,453 "},{"v":6270,"d":"6,270 "},{"v":0,"d":"0 "},{"v":1.446678573959302,"d":"1 "},{"$nulls":29},{"v":0,"d":"0 "},{"v":0,"d":"0 "},{"v":0,"d":"0 "},{"v":0,"d":"0 "},{"v":0,"d":"0 "},{"v":0,"d":"0 "},null,{"v":0,"d":"0 "},{"v":0,"d":"0 "},{"v":0,"d":"0 "},{"v":0,"d":"0 "},{"v":0,"d":"0 "},{"v":0,"d":"0 "},null,0,0,0,0,0,0,0,0,0]
["10424_平成23年度",314,8,19,2011,"平成23年度","10424","長野原町",null,{"v":0.7372685342649453,"d":"1 "},{"v":1.185559289947983,"d":"1 "},{"v":3.879078365898895,"d":"4 "},{"v":14.92035443585177,"d":"15 "},{"v":8.573485672220938,"d":"9 "},{"v":8.84744201989629,"d":"9 "},{"v":12.004958472856677,"d":"12 "},{"v":0.436220491851459,"d":"0 "},{"v":0,"d":"0 "},{"v":2.03837173154764,"d":"2 "},null,{"v":119081,"d":"119,081 "},{"v":514,"d":"514 "},{"v":100,"d":"100 "},{"v":2874,"d":"2,874 "},{"v":2463,"d":"2,463 "},{"v":4591,"d":"4,591 "},{"v":2426,"d":"2,426 "},{"v":6216,"d":"6,216 "},{"v":0,"d":"0 "},{"v":2.03837173154764,"d":"2 "},{"$nulls":29},{"v":0,"d":"0 "},{"v":0,"d":"0 "},{"v":0,"d":"0 "},{"v":0,"d":"0 "},{"v":0,"d":"0 "},{"v":0,"d":"0 "},null,{"v":0,"d":"0 "},{"v":0,"d":"0 "},{"v":0,"d":"0 "},{"v":0,"d":"0 "},{"v":0,"d":"0 "},{"v":0,"d":"0 "},null,0,0,0,0,0,0,0,0,0]
["10424_平成24年度",315,9,19,2012,"平成24年度","10424","長野原町",null,{"v":0.8220438969648475,"d":"1 "},{"v":1.128023311650224,"d":"1 "},{"v":3.840358482789615,"d":"4 "},{"v":15.20906854907841,"d":"15 "},{"v":10.05849538799399,"d":"10 "},{"v":8.63824687590723,"d":"9 "},{"v":12.04837767559089,"d":"12 "},{"v":0.470589953116774,"d":"0 "},{"v":0,"d":"0 "},{"v":1.390916291450129,"d":"1 "},null,{"v":125592,"d":"125,592 "},{"v":514,"d":"514 "},{"v":100,"d":"100 "},{"v":2874,"d":"2,874 "},{"v":2462,"d":"2,462 "},{"v":4518,"d":"4,518 "},{"v":2421,"d":"2,421 "},{"v":6172,"d":"6,172 "},{"v":0,"d":"0 "},{"v":1.390916291450129,"d":"1 "},{"$nulls":29},{"v":0,"d":"0 "},{"v":0,"d":"0 "},{"v":0,"d":"0 "},{"v":0,"d":"0 "},{"v":0,"d":"0 "},{"v":0,"d":"0 "},null,{"v":0,"d":"0 "},{"v":0,"d":"0 "},{"v":0,"d":"0 "},{"v":0,"d":"0 "},{"v":0,"d":"0 "},{"v":0,"d":"0 "},null,0,0,0,0,0,0,0,0,0]
["10424_平成25年度",316,10,19,2013,"平成25年度","10424","長野原町",null,{"v":0.7653846659933998,"d":"1 "},{"v":0.9714695413009753,"d":"1 "},{"v":3.711767358695891,"d":"4 "},{"v":14.45760188588091,"d":"14 "},{"v":8.301336288005324,"d":"8 "},{"v":8.380694049026873,"d":"8 "},{"v":12.16371114492565,"d":"12 "},{"v":0.471323367911223,"d":"0 "},{"v":0,"d":"0 "},{"v":1.506109050581876,"d":"2 "},null,{"v":112583,"d":"112,583 "},{"v":514,"d":"514 "},{"v":100,"d":"100 "},{"v":2874,"d":"2,874 "},{"v":2461,"d":"2,461 "},{"v":4579,"d":"4,579 "},{"v":2435,"d":"2,435 "},{"v":6093,"d":"6,093 "},{"v":0,"d":"0 "},{"v":1.506109050581876,"d":"2 "},{"$nulls":29},{"v":0,"d":"0 "},{"v":0,"d":"0 "},{"v":0,"d":"0 "},{"v":0,"d":"0 "},{"v":0,"d":"0 "},{"v":0,"d":"0 "},null,{"v":0,"d":"0 "},{"v":0,"d":"0 "},{"v":0,"d":"0 "},{"v":0,"d":"0 "},{"v":0,"d":"0 "},{"v":0,"d":"0 "},null,0,0,0,0,0,0,0,0,0]
["10424_平成26年度",317,11,19,2014,"平成26年度","10424","長野原町",null,{"v":0.6236698747129257,"d":"1 "},{"v":0.9687978458653242,"d":"1 "},{"v":2.0014028259244,"d":"2 "},{"v":13.52600867223391,"d":"14 "},{"v":8.541060106552372,"d":"9 "},{"v":7.913748078327515,"d":"8 "},{"v":12.242000244880725,"d":"12 "},{"v":0.442781086471603,"d":"0 "},{"v":0,"d":"0 "},{"v":2.094411373568803,"d":"2 "},null,{"v":109827,"d":"109,827 "},{"v":456,"d":"456 "},{"v":85,"d":"85 "},{"v":2773,"d":"2,773 "},{"v":2449,"d":"2,449 "},{"v":4554,"d":"4,554 "},{"v":2438,"d":"2,438 "},{"v":5966,"d":"5,966 "},{"v":0,"d":"0 "},{"v":2.094411373568803,"d":"2 "},{"$nulls":13},{"v":41,"d":"41 "},{"v":88,"d":"88 "},{"v":0,"d":"0 "},{"v":2,"d":"2 "},{"v":0,"d":"0 "},{"v":0,"d":"0 "},null,null,{"v":203.5,"d":"204 "},{"v":6193.3,"d":"6,193 "},{"v":0,"d":"0 "},{"v":1261,"d":"1,261 "},{"v":0,"d":"0 "},{"v":0,"d":"0 "},null,null,{"v":0,"d":"0 "},{"v":0,"d":"0 "},{"v":0,"d":"0 "},{"v":0,"d":"0 "},{"v":0,"d":"0 "},{"v":0,"d":"0 "},null,{"v":0,"d":"0 "},{"v":0,"d":"0 "},{"v":0,"d":"0 "},{"v":0,"d":"0 "},{"v":0,"d":"0 "},{"v":0,"d":"0 "},null,0,0,0,0,0,0,0,0,0]
["10424_平成27年度",318,12,19,2015,"平成27年度","10424","長野原町",null,{"v":1.053687414777033,"d":"1 "},{"v":0.9726900577363174,"d":"1 "},{"v":2.151986360549998,"d":"2 "},{"v":13.44719119739461,"d":"13 "},{"v":7.847182043842463,"d":"8 "},{"v":7.809052530136049,"d":"8 "},{"v":12.156191512612102,"d":"12 "},{"v":0.42517158361756,"d":"0 "},{"v":0,"d":"0 "},{"v":1.608319972707361,"d":"2 "},null,{"v":213216,"d":"213,216 "},{"v":456,"d":"456 "},{"v":85,"d":"85 "},{"v":2773,"d":"2,773 "},{"v":2442,"d":"2,442 "},{"v":4537,"d":"4,537 "},{"v":2419,"d":"2,419 "},{"v":5852,"d":"5,852 "},{"v":0,"d":"0 "},{"v":1.608319972707361,"d":"2 "},null,{"v":1454409.023829159,"d":"1,454,409 "},{"v":759099.6535806768,"d":"759,100 "},{"v":454391.4091862257,"d":"454,391 "},{"v":17672261.63327391,"d":"17,672,262 "},{"v":10973512.92351441,"d":"10,973,513 "},{"v":0,"d":"0 "},{"v":0,"d":"0 "},{"v":801992.051783276,"d":"801,992 "},{"v":0,"d":"0 "},{"v":0,"d":"0 "},{"v":32115666.695167657,"d":"32,115,667 "},null,{"v":61,"d":"61 "},{"v":157,"d":"157 "},{"v":0,"d":"0 "},{"v":2,"d":"2 "},{"v":0,"d":"0 "},{"v":0,"d":"0 "},null,null,{"v":321.5,"d":"322 "},{"v":10716.8,"d":"10,717 "},{"v":0,"d":"0 "},{"v":1261,"d":"1,261 "},{"v":0,"d":"0 "},{"v":0,"d":"0 "},null,null,{"v":0,"d":"0 "},{"v":0,"d":"0 "},{"v":0,"d":"0 "},{"v":0,"d":"0 "},{"v":0,"d":"0 "},{"v":0,"d":"0 "},null,{"v":0,"d":"0 "},{"v":0,"d":"0 "},{"v":0,"d":"0 "},{"v":0,"d":"0 "},{"v":0,"d":"0 "},{"v":0,"d":"0 "},null,0,0,0,0,0,0,0,0,0]
["10424_平成28年度",319,13,19,2016,"平成28年度","10424","長野原町",null,{"v":0.6487432541166833,"d":"1 "},{"v":0.9713428599460756,"d":"1 "},{"v":2.3246042378766467,"d":"2 "},{"v":11.261789689192293,"d":"11 "},{"v":7.778040519960105,"d":"8 "},{"v":7.790736574523075,"d":"8 "},{"v":12.307142658975799,"d":"12 "},{"v":0.40782932881344125,"d":"0 "},{"v":0,"d":"0 "},{"v":1.5353786254875128,"d":"2 "},null,{"v":127801,"d":"127,801 "},{"v":456,"d":"456 "},{"v":85,"d":"85 "},{"v":2773,"d":"2,773 "},{"v":2452,"d":"2,452 "},{"v":4582,"d":"4,582 "},{"v":2533,"d":"2,533 "},{"v":5774,"d":"5,774 "},{"v":0,"d":"0 "},{"v":1.535378625487513,"d":"2 "},null,{"v":890186.048282177,"d":"890,186 "},{"v":729934.2715811225,"d":"729,934 "},{"v":377335.1382650619,"d":"377,335 "},{"v":17449192.77559265,"d":"17,449,193 "},{"v":10636609.56933077,"d":"10,636,610 "},{"v":0,"d":"0 "},{"v":0,"d":"0 "},{"v":791917.2433652349,"d":"791,917 "},{"v":0,"d":"0 "},{"v":0,"d":"0 "},{"v":30875175.04641702,"d":"30,875,175 "},null,{"v":76,"d":"76 "},{"v":174,"d":"174 "},{"v":0,"d":"0 "},{"v":2,"d":"2 "},{"v":0,"d":"0 "},{"v":0,"d":"0 "},null,null,{"v":408.3,"d":"408 "},{"v":11458.5,"d":"11,459 "},{"v":0,"d":"0 "},{"v":1261,"d":"1,261 "},{"v":0,"d":"0 "},{"v":0,"d":"0 "},null,null,{"v":0,"d":"0 "},{"v":0,"d":"0 "},{"v":0,"d":"0 "},{"v":0,"d":"0 "},{"v":0,"d":"0 "},{"v":0,"d":"0 "},null,{"v":0,"d":"0 "},{"v":0,"d":"0 "},{"v":0,"d":"0 "},{"v":0,"d":"0 "},{"v":0,"d":"0 "},{"v":0,"d":"0 "},null,0,0,0,0,0,0,0,0,0]
["10424_平成29年度",320,14,19,2017,"平成29年度","10424","長野原町",null,{"v":0.4694449778692338,"d":"0 "},{"v":0.9791549644193676,"d":"1 "},{"v":2.050812484197739,"d":"2 "},{"v":10.633865630360395,"d":"11 "},{"v":7.579460563499502,"d":"8 "},{"v":7.740547478584414,"d":"8 "},{"v":12.200213642959442,"d":"12 "},{"v":0.390828296191141,"d":"0 "},{"v":0,"d":"0 "},{"v":1.4055588543924,"d":"1 "},null,{"v":97289,"d":"97,289 "},{"v":456,"d":"456 "},{"v":85,"d":"85 "},{"v":2773,"d":"2,773 "},{"v":2485,"d":"2,485 "},{"v":4628,"d":"4,628 "},{"v":2527,"d":"2,527 "},{"v":5722,"d":"5,722 "},{"v":0,"d":"0 "},{"v":1.4055588543924,"d":"1 "},null,{"v":672710.5249792691,"d":"672,711 "},{"v":740203.6200115293,"d":"740,204 "},{"v":439008.8085277542,"d":"439,009 "},{"v":17150728.5752199,"d":"17,150,729 "},{"v":10913826.23133453,"d":"10,913,826 "},{"v":0,"d":"0 "},{"v":0,"d":"0 "},{"v":786013.2998078052,"d":"786,013 "},{"v":0,"d":"0 "},{"v":0,"d":"0 "},{"v":30702491.05988079,"d":"30,702,491 "},null,{"v":82,"d":"82 "},{"v":186,"d":"186 "},{"v":0,"d":"0 "},{"v":2,"d":"2 "},{"v":0,"d":"0 "},{"v":0,"d":"0 "},null,null,{"v":434.4,"d":"434 "},{"v":12042.60000000001,"d":"12,043 "},{"v":0,"d":"0 "},{"v":1261,"d":"1,261 "},{"v":0,"d":"0 "},{"v":0,"d":"0 "},null,null,{"v":0,"d":"0 "},{"v":0,"d":"0 "},{"v":0,"d":"0 "},{"v":0,"d":"0 "},{"v":0,"d":"0 "},{"v":0,"d":"0 "},null,{"v":0,"d":"0 "},{"v":0,"d":"0 "},{"v":0,"d":"0 "},{"v":0,"d":"0 "},{"v":0,"d":"0 "},{"v":0,"d":"0 "},null,0,0,0,0,0,0,0,0,0]
["10424_平成30年度",321,15,19,2018,"平成30年度","10424","長野原町",null,{"v":0.4822875600079016,"d":"0 "},{"v":0.9202544445124531,"d":"1 "},{"v":1.8481184711356466,"d":"2 "},{"v":10.486300582503064,"d":"10 "},{"v":7.82653031988237,"d":"8 "},{"v":7.637788695357664,"d":"8 "},{"v":11.863674987974463,"d":"12 "},{"v":0.354615762762214,"d":"0 "},{"v":0,"d":"0 "},{"v":1.8056655957870271,"d":"2 "},null,{"v":98765,"d":"98,765 "},{"v":456,"d":"456 "},{"v":85,"d":"85 "},{"v":2773,"d":"2,773 "},{"v":2470,"d":"2,470 "},{"v":4654,"d":"4,654 "},{"v":2482,"d":"2,482 "},{"v":5595,"d":"5,595 "},{"v":0,"d":"0 "},{"v":1.805665595787027,"d":"2 "},null,{"v":695965.7186876473,"d":"695,966 "},{"v":654536.6434387383,"d":"654,537 "},{"v":415384.3993065382,"d":"415,384 "},{"v":16438828.32354009,"d":"16,438,828 "},{"v":10607877.73801315,"d":"10,607,878 "},{"v":0,"d":"0 "},{"v":0,"d":"0 "},{"v":770157.9644316754,"d":"770,158 "},{"v":0,"d":"0 "},{"v":0,"d":"0 "},{"v":29582750.78741784,"d":"29,582,751 "},null,{"v":86,"d":"86 "},{"v":203,"d":"203 "},{"v":0,"d":"0 "},{"v":2,"d":"2 "},{"v":0,"d":"0 "},{"v":0,"d":"0 "},null,null,{"v":456.4,"d":"456 "},{"v":12787,"d":"12,787 "},{"v":0,"d":"0 "},{"v":1261,"d":"1,261 "},{"v":0,"d":"0 "},{"v":0,"d":"0 "},null,null,{"v":0,"d":"0 "},{"v":0,"d":"0 "},{"v":0,"d":"0 "},{"v":0,"d":"0 "},{"v":0,"d":"0 "},{"v":0,"d":"0 "},null,{"v":0,"d":"0 "},{"v":0,"d":"0 "},{"v":0,"d":"0 "},{"v":0,"d":"0 "},{"v":0,"d":"0 "},{"v":0,"d":"0 "},null,0,0,0,0,0,0,0,0,0]
["10424_令和元年度",322,16,19,2019,"令和元年度","10424","長野原町",null,{"v":0.5712996375713953,"d":"1 "},{"v":0.8430646027462191,"d":"1 "},{"v":1.8629018568725526,"d":"2 "},{"v":9.912573807579525,"d":"10 "},{"v":6.8568538975605255,"d":"7 "},{"v":7.229258043840666,"d":"7 "},{"v":11.485999638915068,"d":"11 "},{"v":0.340023309687299,"d":"0 "},{"v":0,"d":"0 "},{"v":1.6095364152246785,"d":"2 "},null,{"v":122152,"d":"122,152 "},{"v":456,"d":"456 "},{"v":85,"d":"85 "},{"v":2773,"d":"2,773 "},{"v":2472,"d":"2,472 "},{"v":4526,"d":"4,526 "},{"v":2385,"d":"2,385 "},{"v":5510,"d":"5,510 "},{"v":0,"d":"0 "},{"v":1.609536415224678,"d":"2 "},null,{"v":842589.9303741603,"d":"842,590 "},{"v":632874.926996176,"d":"632,875 "},{"v":438726.0165185505,"d":"438,726 "},{"v":16135571.7806916,"d":"16,135,572 "},{"v":9600902.0382367,"d":"9,600,902 "},{"v":0,"d":"0 "},{"v":0,"d":"0 "},{"v":750420.5207422079,"d":"750,421 "},{"v":0,"d":"0 "},{"v":0,"d":"0 "},{"v":28401085.213559393,"d":"28,401,085 "},null,{"v":98,"d":"98 "},{"v":222,"d":"222 "},{"v":0,"d":"0 "},{"v":2,"d":"2 "},{"v":0,"d":"0 "},{"v":0,"d":"0 "},null,null,{"v":514.0999999999999,"d":"514 "},{"v":14155.3,"d":"14,155 "},{"v":0,"d":"0 "},{"v":1261,"d":"1,261 "},{"v":0,"d":"0 "},{"v":0,"d":"0 "},null,null,{"v":0,"d":"0 "},{"v":0,"d":"0 "},{"v":0,"d":"0 "},{"v":0,"d":"0 "},{"v":0,"d":"0 "},{"v":0,"d":"0 "},null,{"v":0,"d":"0 "},{"v":0,"d":"0 "},{"v":0,"d":"0 "},{"v":0,"d":"0 "},{"v":0,"d":"0 "},{"v":0,"d":"0 "},null,0,0,0,0,0,0,0,0,0]
["10424_令和2年度",323,17,19,2020,"令和2年度","10424","長野原町",null,{"v":0.9244965531628301,"d":"1 "},{"v":0.867725481071085,"d":"1 "},{"v":3.305005006986285,"d":"3 "},{"v":8.108655793823237,"d":"8 "},{"v":6.5129414233232685,"d":"7 "},{"v":6.42061723831003,"d":"6 "},{"v":10.946798298006202,"d":"11 "},{"v":0.31986192443914,"d":"0 "},{"v":0,"d":"0 "},{"v":1.165601789244207,"d":"1 "},null,{"v":177782,"d":"177,782 "},{"v":405,"d":"405 "},{"v":185,"d":"185 "},{"v":2374,"d":"2,374 "},{"v":2491,"d":"2,491 "},{"v":4588,"d":"4,588 "},{"v":2416,"d":"2,416 "},{"v":5425,"d":"5,425 "},{"v":0,"d":"0 "},{"v":1.165601789244207,"d":"1 "},null,{"v":1383554.300743004,"d":"1,383,554 "},{"v":612831.1212200572,"d":"612,831 "},{"v":830918.7457160876,"d":"830,919 "},{"v":13432836.383974899,"d":"13,432,836 "},{"v":9938212.49257185,"d":"9,938,212 "},null,null,{"v":708022.7730071169,"d":"708,023 "},null,null,{"v":26906375.817233015,"d":"26,906,376 "},null,{"v":104,"d":"104 "},{"v":242,"d":"242 "},{"v":0,"d":"0 "},{"v":2,"d":"2 "},{"v":0,"d":"0 "},{"v":0,"d":"0 "},null,null,{"v":552.3,"d":"552 "},{"v":16987.1,"d":"16,987 "},{"v":0,"d":"0 "},{"v":1261,"d":"1,261 "},{"v":0,"d":"0 "},{"v":0,"d":"0 "},null,null,{"v":0,"d":"0 "},{"v":0,"d":"0 "},{"v":0,"d":"0 "},{"v":0,"d":"0 "},{"v":0,"d":"0 "},{"v":0,"d":"0 "},null,{"v":0,"d":"0 "},{"v":0,"d":"0 "},{"v":0,"d":"0 "},{"v":0,"d":"0 "},{"v":0,"d":"0 "},{"v":0,"d":"0 "},null,0,0,0,0,0,0,0,0,0]
["10424_令和3年度",323,18,19,2021,"令和3年度","10424","長野原町",null,{"v":0.949672056889293,"d":"1 "},{"v":0.9524285463630294,"d":"1 "},{"v":3.236964063181388,"d":"3 "},{"v":9.026587545621123,"d":"9 "},{"v":7.237811197637937,"d":"7 "},{"v":6.207172592320008,"d":"6 "},{"v":11.207623082726608,"d":"11 "},{"v":0.314297799120398,"d":"0 "},{"v":0,"d":"0 "},{"v":1.35851643498762,"d":"1 "},null,{"v":193960,"d":"193,960 "},{"v":405,"d":"405 "},{"v":185,"d":"185 "},{"v":2374,"d":"2,374 "},{"v":2533,"d":"2,533 "},{"v":4567,"d":"4,567 "},{"v":2412,"d":"2,412 "},{"v":5383,"d":"5,383 "},{"v":0,"d":"0 "},{"v":1.35851643498762,"d":"1 "},null,{"v":1397315.9337149898,"d":"1,397,316 "},{"v":662283.4309011684,"d":"662,283 "},{"v":776703.4945867475,"d":"776,703 "},{"v":14787599.191690803,"d":"14,787,599 "},{"v":10692106.35862393,"d":"10,692,106 "},{"v":0,"d":"0 "},{"v":0,"d":"0 "},{"v":706593.5080694031,"d":"706,594 "},{"v":0,"d":"0 "},{"v":0,"d":"0 "},{"v":29022601.91758704,"d":"29,022,602 "},null,{"v":114,"d":"114 "},{"v":247,"d":"247 "},{"v":0,"d":"0 "},{"v":3,"d":"3 "},{"v":0,"d":"0 "},{"v":0,"d":"0 "},null,null,{"v":613.6,"d":"614 "},{"v":17234.6,"d":"17,235 "},{"v":0,"d":"0 "},{"v":12961,"d":"12,961 "},{"v":0,"d":"0 "},{"v":0,"d":"0 "},null,null,{"v":0,"d":"0 "},{"v":0,"d":"0 "},{"v":0,"d":"0 "},{"v":0,"d":"0 "},{"v":0,"d":"0 "},{"v":0,"d":"0 "},null,{"v":0,"d":"0 "},{"v":0,"d":"0 "},{"v":0,"d":"0 "},{"v":0,"d":"0 "},{"v":0,"d":"0 "},{"v":0,"d":"0 "},null,0,0,0,0,0,0,0,0,0]
["10424_令和4年度",323,19,19,2022,"令和4年度","10424","長野原町",null,{"v":0.781786613818251,"d":"1 "},{"v":0.8421543026017042,"d":"1 "},{"v":3.12861511202156,"d":"3 "},{"v":8.67860357910207,"d":"9 "},{"v":7.823271522244966,"d":"8 "},{"v":6.554581725672778,"d":"7 "},{"v":11.231562035779604,"d":"11 "},{"v":0.31354078119273077,"d":"0 "},{"v":0,"d":"0 "},{"v":1.643654170740623,"d":"2 "},null,{"v":187463,"d":"187,463 "},{"v":405,"d":"405 "},{"v":185,"d":"185 "},{"v":2374,"d":"2,374 "},{"v":2545,"d":"2,545 "},{"v":4582,"d":"4,582 "},{"v":2454,"d":"2,454 "},{"v":5326,"d":"5,326 "},{"v":0,"d":"0 "},{"v":1.643654170740623,"d":"2 "},null,{"v":1132475.1200013035,"d":"1,132,475 "},{"v":630452.1120864301,"d":"630,452 "},{"v":878730.7405984115,"d":"878,731 "},{"v":13880123.930907631,"d":"13,880,124 "},{"v":12378457.130134255,"d":"12,378,457 "},{"v":0,"d":"0 "},{"v":0,"d":"0 "},{"v":687731.9700122975,"d":"687,732 "},{"v":0,"d":"0 "},{"v":0,"d":"0 "},{"v":29587971.00374033,"d":"29,587,971 "},null,{"v":120,"d":"120 "},{"v":253,"d":"253 "},{"v":0,"d":"0 "},{"v":3,"d":"3 "},{"v":0,"d":"0 "},{"v":1,"d":"1 "},null,null,{"v":678.0999999999999,"d":"678 "},{"v":17981.6,"d":"17,982 "},{"v":0,"d":"0 "},{"v":12961,"d":"12,961 "},{"v":0,"d":"0 "},{"v":320,"d":"320 "}]
["10424_令和5年度",323,20,19,2023,"令和5年度","10424","長野原町",{"$nulls":35},{"v":125,"d":"125 "},{"v":253,"d":"253 "},{"v":0,"d":"0 "},{"v":3,"d":"3 "},{"v":0,"d":"0 "},{"v":1,"d":"1 "},null,null,{"v":703.0999999999999,"d":"703 "},{"v":17981.6,"d":"17,982 "},{"v":0,"d":"0 "},{"v":12961,"d":"12,961 "},{"v":0,"d":"0 "},{"v":320,"d":"320 "}]
["10424_令和6年度",323,21,19,2024,"令和6年度","10424","長野原町"]
["03506_平成2年度",103,1,7,1990,"平成2年度","03506","九戸村",null,{"v":8.926570916859513,"d":"9 "},{"v":0.8669454637064246,"d":"1 "},{"v":22.33384077944437,"d":"22 "},{"v":3.084117659695182,"d":"3 "},{"v":8.131996221507327,"d":"8 "},{"v":5.769347276299211,"d":"6 "},{"v":9.179975958433097,"d":"9 "},{"v":0.491789910212719,"d":"0 "},{"v":0,"d":"0 "},{"v":0.4488414548233926,"d":"0 "},null,{"v":664522,"d":"664,522 "},{"v":253,"d":"253 "},{"v":241,"d":"241 "},{"v":1160,"d":"1,160 "},{"v":2110,"d":"2,110 "},{"v":2373,"d":"2,373 "},{"v":2229,"d":"2,229 "},{"v":7985,"d":"7,985 "},{"v":0,"d":"0 "},{"v":0.4488414548233926,"d":"0 "},{"$nulls":29},"","","","","","",null,"","","","","",""]
["03506_平成17年度",104,2,7,2005,"平成17年度","03506","九戸村",null,{"v":10.85394974245518,"d":"11 "},{"v":0.9213433059980185,"d":"1 "},{"v":13.94098638950504,"d":"14 "},{"v":4.7701178249498,"d":"5 "},{"v":12.60573997634065,"d":"13 "},{"v":7.202194289442056,"d":"7 "},{"v":10.13778563219699,"d":"10 "},{"v":0.417938164375743,"d":"0 "},{"v":0,"d":"0 "},{"v":0.6563827456915114,"d":"1 "},null,{"v":876517,"d":"876,517 "},{"v":286,"d":"286 "},{"v":139,"d":"139 "},{"v":755,"d":"755 "},{"v":2189,"d":"2,189 "},{"v":3428,"d":"3,428 "},{"v":2016,"d":"2,016 "},{"v":7094,"d":"7,094 "},{"v":0,"d":"0 "},{"v":0.6563827456915114,"d":"1 "},{"$nulls":29},"","","","","","",null,"","","","","",""]
["03506_平成18年度",105,3,7,2006,"平成18年度","03506","九戸村",null,"","","","","","","","","","",null,"","","","","","","","","","",null,"","","","","","","","","","",null,null,"","","","","","","",null,"","","","","","","",null,"","","","","","",null,"","","","","",""]
["03506_平成19年度",106,4,7,2007,"平成19年度","03506","九戸村",null,{"v":9.502983263515867,"d":"10 "},{"v":0.786839488547689,"d":"1 "},{"v":12.07416993648084,"d":"12 "},{"v":4.964626405652774,"d":"5 "},{"v":12.46662994565497,"d":"12 "},{"v":6.847331667847779,"d":"7 "},{"v":10.16193780667169,"d":"10 "},{"v":0.428893998764136,"d":"0 "},{"v":0,"d":"0 "},{"v":0.7051799093118815,"d":"1 "},null,{"v":861555,"d":"861,555 "},{"v":260,"d":"260 "},{"v":158,"d":"158 "},{"v":1055,"d":"1,055 "},{"v":2172,"d":"2,172 "},{"v":3388,"d":"3,388 "},{"v":1990,"d":"1,990 "},{"v":6895,"d":"6,895 "},{"v":0,"d":"0 "},{"v":0.7051799093118815,"d":"1 "},{"$nulls":29},"","","","","","",null,"","","","","",""]
["03506_平成20年度",107,5,7,2008,"平成20年度","03506","九戸村",null,{"v":10.39268032900004,"d":"10 "},{"v":0.571908657331405,"d":"1 "},{"v":10.63420739929572,"d":"11 "},{"v":5.206876542157839,"d":"5 "},{"v":10.2594108415509,"d":"10 "},{"v":6.550718151767173,"d":"7 "},{"v":10.0279404112537,"d":"10 "},{"v":0.415466870431413,"d":"0 "},{"v":0,"d":"0 "},{"v":0.5828805044081691,"d":"1 "},null,{"v":1017200,"d":"1,017,200 "},{"v":260,"d":"260 "},{"v":158,"d":"158 "},{"v":1055,"d":"1,055 "},{"v":2171,"d":"2,171 "},{"v":3355,"d":"3,355 "},{"v":1966,"d":"1,966 "},{"v":6789,"d":"6,789 "},{"v":0,"d":"0 "},{"v":0.5828805044081691,"d":"1 "},{"$nulls":29},"","","","","","",null,"","","","","",""]
["03506_平成21年度",108,6,7,2009,"平成21年度","03506","九戸村",null,{"v":14.16807092909783,"d":"14 "},{"v":0.5869280866960519,"d":"1 "},{"v":16.66191867375857,"d":"17 "},{"v":5.582185122891263,"d":"6 "},{"v":9.80850217438535,"d":"10 "},{"v":6.624803551366215,"d":"7 "},{"v":9.604027145906553,"d":"10 "},{"v":0.390534003630826,"d":"0 "},{"v":0,"d":"0 "},{"v":0.7935624144809363,"d":"1 "},null,{"v":1059196,"d":"1,059,196 "},{"v":216,"d":"216 "},{"v":339,"d":"339 "},{"v":1136,"d":"1,136 "},{"v":2179,"d":"2,179 "},{"v":3349,"d":"3,349 "},{"v":1933,"d":"1,933 "},{"v":6699,"d":"6,699 "},{"v":0,"d":"0 "},{"v":0.7935624144809363,"d":"1 "},{"$nulls":29},{"v":0,"d":"0 "},{"v":0,"d":"0 "},{"v":0,"d":"0 "},{"v":0,"d":"0 "},{"v":8.374,"d":"8 "},{"v":0,"d":"0 "},null,{"v":0,"d":"0 "},{"v":0,"d":"0 "},{"v":0,"d":"0 "},{"v":0,"d":"0 "},{"v":1,"d":"1 "},{"v":0,"d":"0 "},null,0,0.574,7.8,0,0,0,0,0,0]
["03506_平成22年度",109,7,7,2010,"平成22年度","03506","九戸村",null,{"v":11.02422106580231,"d":"11 "},{"v":0.5596611258565802,"d":"1 "},{"v":15.45368926517136,"d":"15 "},{"v":5.330891929324324,"d":"5 "},{"v":10.23069505984752,"d":"10 "},{"v":6.566595883626698,"d":"7 "},{"v":9.737912702857965,"d":"10 "},{"v":0.402145566588866,"d":"0 "},{"v":0,"d":"0 "},{"v":0.6037423128372412,"d":"1 "},null,{"v":968574,"d":"968,574 "},{"v":216,"d":"216 "},{"v":339,"d":"339 "},{"v":1136,"d":"1,136 "},{"v":2187,"d":"2,187 "},{"v":3335,"d":"3,335 "},{"v":1911,"d":"1,911 "},{"v":6610,"d":"6,610 "},{"v":0,"d":"0 "},{"v":0.6037423128372412,"d":"1 "},{"$nulls":29},{"v":0,"d":"0 "},{"v":0,"d":"0 "},{"v":0,"d":"0 "},{"v":0,"d":"0 "},{"v":16.258,"d":"16 "},{"v":0,"d":"0 "},null,{"v":0,"d":"0 "},{"v":0,"d":"0 "},{"v":0,"d":"0 "},{"v":0,"d":"0 "},{"v":1,"d":"1 "},{"v":0,"d":"0 "},null,0,0.196,16.062,0,0,0,0,0,0]
["03506_平成23年度",110,8,7,2011,"平成23年度","03506","九戸村",null,{"v":9.729320933537952,"d":"10 "},{"v":0.6830007064431696,"d":"1 "},{"v":16.92664081196353,"d":"17 "},{"v":6.565956164564899,"d":"7 "},{"v":12.38654334548936,"d":"12 "},{"v":6.3132694526639614,"d":"6 "},{"v":8.966605421606058,"d":"9 "},{"v":0.457764843685178,"d":"0 "},{"v":0,"d":"0 "},{"v":0.5931059701956959,"d":"1 "},null,{"v":946662,"d":"946,662 "},{"v":216,"d":"216 "},{"v":339,"d":"339 "},{"v":1136,"d":"1,136 "},{"v":2178,"d":"2,178 "},{"v":3276,"d":"3,276 "},{"v":1812,"d":"1,812 "},{"v":6523,"d":"6,523 "},{"v":0,"d":"0 "},{"v":0.5931059701956959,"d":"1 "},{"$nulls":29},{"v":0,"d":"0 "},{"v":0,"d":"0 "},{"v":0,"d":"0 "},{"v":0,"d":"0 "},{"v":17.577,"d":"18 "},{"v":0,"d":"0 "},null,{"v":0,"d":"0 "},{"v":0,"d":"0 "},{"v":0,"d":"0 "},{"v":0,"d":"0 "},{"v":1,"d":"1 "},{"v":0,"d":"0 "},null,0,0,17.577,0,0,0,0,0,0]
["03506_平成24年度",111,9,7,2012,"平成24年度","03506","九戸村",null,{"v":11.13070919165398,"d":"11 "},{"v":0.6531619629867141,"d":"1 "},{"v":16.55241051087522,"d":"17 "},{"v":6.54651047874161,"d":"7 "},{"v":13.37685306548565,"d":"13 "},{"v":6.290356844120137,"d":"6 "},{"v":8.539866208721177,"d":"9 "},{"v":0.490718881765969,"d":"0 "},{"v":0,"d":"0 "},{"v":0.7720727491414362,"d":"1 "},null,{"v":944961,"d":"944,961 "},{"v":216,"d":"216 "},{"v":339,"d":"339 "},{"v":1136,"d":"1,136 "},{"v":2198,"d":"2,198 "},{"v":3290,"d":"3,290 "},{"v":1716,"d":"1,716 "},{"v":6436,"d":"6,436 "},{"v":0,"d":"0 "},{"v":0.7720727491414362,"d":"1 "},{"$nulls":29},{"v":0,"d":"0 "},{"v":0,"d":"0 "},{"v":0,"d":"0 "},{"v":0,"d":"0 "},{"v":19.051,"d":"19 "},{"v":0,"d":"0 "},null,{"v":0,"d":"0 "},{"v":0,"d":"0 "},{"v":0,"d":"0 "},{"v":0,"d":"0 "},{"v":1,"d":"1 "},{"v":0,"d":"0 "},null,0,0,19.051,0,0,0,0,0,0]
["03506_平成25年度",112,10,7,2013,"平成25年度","03506","九戸村",null,{"v":12.02138475066316,"d":"12 "},{"v":0.6348136451863938,"d":"1 "},{"v":13.4552507285941,"d":"13 "},{"v":6.280908496995264,"d":"6 "},{"v":11.48550550389805,"d":"11 "},{"v":6.221004383630125,"d":"6 "},{"v":9.37629807762852,"d":"9 "},{"v":0.491822414767693,"d":"0 "},{"v":0,"d":"0 "},{"v":0.8094925158048151,"d":"1 "},null,{"v":956814,"d":"956,814 "},{"v":216,"d":"216 "},{"v":339,"d":"339 "},{"v":1136,"d":"1,136 "},{"v":2190,"d":"2,190 "},{"v":3399,"d":"3,399 "},{"v":1877,"d":"1,877 "},{"v":6358,"d":"6,358 "},{"v":0,"d":"0 "},{"v":0.8094925158048151,"d":"1 "},{"$nulls":29},{"v":0,"d":"0 "},{"v":0,"d":"0 "},{"v":0,"d":"0 "},{"v":0,"d":"0 "},{"v":20.128,"d":"20 "},{"v":0,"d":"0 "},null,{"v":0,"d":"0 "},{"v":0,"d":"0 "},{"v":0,"d":"0 "},{"v":0,"d":"0 "},{"v":1,"d":"1 "},{"v":0,"d":"0 "},null,0,0,20.128,0,0,0,0,0,0]
["03506_平成26年度",113,11,7,2014,"平成26年度","03506","九戸村",null,{"v":12.80711474832446,"d":"13 "},{"v":0.5637948641376533,"d":"1 "},{"v":8.829124518569554,"d":"9 "},{"v":7.667661002412753,"d":"8 "},{"v":10.06307004206954,"d":"10 "},{"v":5.958770786250559,"d":"6 "},{"v":9.620866476288542,"d":"10 "},{"v":0.463858831788053,"d":"0 "},{"v":0,"d":"0 "},{"v":0.670774401570365,"d":"1 "},null,{"v":1016555,"d":"1,016,555 "},{"v":195,"d":"195 "},{"v":191,"d":"191 "},{"v":1418,"d":"1,418 "},{"v":2185,"d":"2,185 "},{"v":3429,"d":"3,429 "},{"v":1916,"d":"1,916 "},{"v":6250,"d":"6,250 "},{"v":0,"d":"0 "},{"v":0.670774401570365,"d":"1 "},{"$nulls":13},{"v":70,"d":"70 "},{"v":11,"d":"11 "},{"v":0,"d":"0 "},{"v":0,"d":"0 "},{"v":0,"d":"0 "},{"v":0,"d":"0 "},null,null,{"v":299.2,"d":"299 "},{"v":243.7,"d":"244 "},{"v":0,"d":"0 "},{"v":0,"d":"0 "},{"v":0,"d":"0 "},{"v":0,"d":"0 "},null,null,{"v":0,"d":"0 "},{"v":0,"d":"0 "},{"v":0,"d":"0 "},{"v":0,"d":"0 "},{"v":22.54,"d":"23 "},{"v":0,"d":"0 "},null,{"v":0,"d":"0 "},{"v":0,"d":"0 "},{"v":0,"d":"0 "},{"v":0,"d":"0 "},{"v":1,"d":"1 "},{"v":0,"d":"0 "},null,0,0,22.54,0,0,0,0,0,0]
["03506_平成27年度",114,12,7,2015,"平成27年度","03506","九戸村",null,{"v":12.83444908102481,"d":"13 "},{"v":0.5803113584159636,"d":"1 "},{"v":7.730186781391601,"d":"8 "},{"v":8.092061416616978,"d":"8 "},{"v":11.24412045449608,"d":"11 "},{"v":5.931230993795201,"d":"6 "},{"v":9.568163968587614,"d":"10 "},{"v":0.447040456937602,"d":"0 "},{"v":0,"d":"0 "},{"v":0.7639968825420064,"d":"1 "},null,{"v":1163259,"d":"1,163,259 "},{"v":195,"d":"195 "},{"v":191,"d":"191 "},{"v":1418,"d":"1,418 "},{"v":2166,"d":"2,166 "},{"v":3446,"d":"3,446 "},{"v":1904,"d":"1,904 "},{"v":6153,"d":"6,153 "},{"v":0,"d":"0 "},{"v":0.7639968825420064,"d":"1 "},null,{"v":10982322.86703146,"d":"10,982,323 "},{"v":384673.5189172506,"d":"384,674 "},{"v":1151312.391056292,"d":"1,151,312 "},{"v":9529994.753803272,"d":"9,529,995 "},{"v":13371415.33399154,"d":"13,371,415 "},{"v":0,"d":"0 "},{"v":0,"d":"0 "},{"v":843242.8391357652,"d":"843,243 "},{"v":0,"d":"0 "},{"v":0,"d":"0 "},{"v":36262961.703935586,"d":"36,262,962 "},null,{"v":79,"d":"79 "},{"v":14,"d":"14 "},{"v":0,"d":"0 "},{"v":0,"d":"0 "},{"v":0,"d":"0 "},{"v":0,"d":"0 "},null,null,{"v":335,"d":"335 "},{"v":280.7,"d":"281 "},{"v":0,"d":"0 "},{"v":0,"d":"0 "},{"v":0,"d":"0 "},{"v":0,"d":"0 "},null,null,{"v":0,"d":"0 "},{"v":0,"d":"0 "},{"v":0,"d":"0 "},{"v":0,"d":"0 "},{"v":24.585,"d":"25 "},{"v":0,"d":"0 "},null,{"v":0,"d":"0 "},{"v":0,"d":"0 "},{"v":0,"d":"0 "},{"v":0,"d":"0 "},{"v":1,"d":"1 "},{"v":0,"d":"0 "},null,0,0,24.585,0,0,0,0,0,0]
["03506_平成28年度",115,13,7,2016,"平成28年度","03506","九戸村",null,{"v":12.854484549751467,"d":"13 "},{"v":0.5672486680791471,"d":"1 "},{"v":9.358554850912148,"d":"9 "},{"v":6.459733821652773,"d":"6 "},{"v":10.216674057044724,"d":"10 "},{"v":5.808196451019385,"d":"6 "},{"v":9.319028669528457,"d":"9 "},{"v":0.42859514500172524,"d":"0 "},{"v":0,"d":"0 "},{"v":0.7086712962260995,"d":"1 "},null,{"v":1175098,"d":"1,175,098 "},{"v":195,"d":"195 "},{"v":191,"d":"191 "},{"v":1418,"d":"1,418 "},{"v":2171,"d":"2,171 "},{"v":3416,"d":"3,416 "},{"v":1918,"d":"1,918 "},{"v":6068,"d":"6,068 "},{"v":0,"d":"0 "},{"v":0.7086712962260995,"d":"1 "},null,{"v":10979374.23016393,"d":"10,979,374 "},{"v":378123.173015862,"d":"378,123 "},{"v":1109760.716188469,"d":"1,109,761 "},{"v":8752130.488287147,"d":"8,752,130 "},{"v":10699731.54482117,"d":"10,699,732 "},{"v":0,"d":"0 "},{"v":0,"d":"0 "},{"v":832240.0125978951,"d":"832,240 "},{"v":0,"d":"0 "},{"v":0,"d":"0 "},{"v":32751360.16507447,"d":"32,751,360 "},null,{"v":91,"d":"91 "},{"v":16,"d":"16 "},{"v":0,"d":"0 "},{"v":0,"d":"0 "},{"v":0,"d":"0 "},{"v":0,"d":"0 "},null,null,{"v":400.6,"d":"401 "},{"v":302.7,"d":"303 "},{"v":0,"d":"0 "},{"v":0,"d":"0 "},{"v":0,"d":"0 "},{"v":0,"d":"0 "},null,null,{"v":0,"d":"0 "},{"v":0,"d":"0 "},{"v":0,"d":"0 "},{"v":0,"d":"0 "},{"v":25.899,"d":"26 "},{"v":0,"d":"0 "},null,{"v":0,"d":"0 "},{"v":0,"d":"0 "},{"v":0,"d":"0 "},{"v":0,"d":"0 "},{"v":1,"d":"1 "},{"v":0,"d":"0 "},null,0,0,25.899,0,0,0,0,0,0]
["03506_平成29年度",116,14,7,2017,"平成29年度","03506","九戸村",null,{"v":12.596263376517188,"d":"13 "},{"v":0.5752161728691647,"d":"1 "},{"v":8.324733220131613,"d":"8 "},{"v":5.798153235983141,"d":"6 "},{"v":10.091699739304946,"d":"10 "},{"v":5.701712695439556,"d":"6 "},{"v":9.21171651395592,"d":"9 "},{"v":0.404830358532836,"d":"0 "},{"v":0,"d":"0 "},{"v":0.6446177613020585,"d":"1 "},null,{"v":1316220,"d":"1,316,220 "},{"v":195,"d":"195 "},{"v":191,"d":"191 "},{"v":1418,"d":"1,418 "},{"v":2166,"d":"2,166 "},{"v":3409,"d":"3,409 "},{"v":1908,"d":"1,908 "},{"v":5927,"d":"5,927 "},{"v":0,"d":"0 "},{"v":0.6446177613020585,"d":"1 "},null,{"v":11033552.52634488,"d":"11,033,553 "},{"v":384574.868908762,"d":"384,575 "},{"v":1319628.603248319,"d":"1,319,629 "},{"v":8357414.61979592,"d":"8,357,415 "},{"v":12267479.06527521,"d":"12,267,479 "},{"v":0,"d":"0 "},{"v":0,"d":"0 "},{"v":814173.5106537683,"d":"814,174 "},{"v":0,"d":"0 "},{"v":0,"d":"0 "},{"v":34176823.19422686,"d":"34,176,823 "},null,{"v":93,"d":"93 "},{"v":21,"d":"21 "},{"v":0,"d":"0 "},{"v":0,"d":"0 "},{"v":0,"d":"0 "},{"v":0,"d":"0 "},null,null,{"v":417.7,"d":"418 "},{"v":470.2,"d":"470 "},{"v":0,"d":"0 "},{"v":0,"d":"0 "},{"v":0,"d":"0 "},{"v":0,"d":"0 "},null,null,{"v":0,"d":"0 "},{"v":0,"d":"0 "},{"v":0,"d":"0 "},{"v":0,"d":"0 "},{"v":27.864,"d":"28 "},{"v":0,"d":"0 "},null,{"v":0,"d":"0 "},{"v":0,"d":"0 "},{"v":0,"d":"0 "},{"v":0,"d":"0 "},{"v":1,"d":"1 "},{"v":0,"d":"0 "},null,0,0,27.864,0,0,0,0,0,0]
["03506_平成30年度",117,15,7,2018,"平成30年度","03506","九戸村",null,{"v":12.689938602674172,"d":"13 "},{"v":0.5471079093923787,"d":"1 "},{"v":7.622926734512594,"d":"8 "},{"v":6.20065214192551,"d":"6 "},{"v":9.327408471188743,"d":"9 "},{"v":5.533868388643327,"d":"6 "},{"v":9.105681245806345,"d":"9 "},{"v":0.367735595271916,"d":"0 "},{"v":0,"d":"0 "},{"v":1.0531414377249548,"d":"1 "},null,{"v":1359636,"d":"1,359,636 "},{"v":195,"d":"195 "},{"v":191,"d":"191 "},{"v":1418,"d":"1,418 "},{"v":2168,"d":"2,168 "},{"v":3372,"d":"3,372 "},{"v":1905,"d":"1,905 "},{"v":5802,"d":"5,802 "},{"v":0,"d":"0 "},{"v":1.053141437724955,"d":"1 "},null,{"v":11782765.91097331,"d":"11,782,766 "},{"v":348975.9962282073,"d":"348,976 "},{"v":1247335.737179273,"d":"1,247,336 "},{"v":8578240.283241775,"d":"8,578,240 "},{"v":11073438.09429014,"d":"11,073,438 "},{"v":0,"d":"0 "},{"v":0,"d":"0 "},{"v":798651.7443489867,"d":"798,652 "},{"v":0,"d":"0 "},{"v":0,"d":"0 "},{"v":33829407.76626169,"d":"33,829,408 "},null,{"v":97,"d":"97 "},{"v":24,"d":"24 "},{"v":0,"d":"0 "},{"v":0,"d":"0 "},{"v":0,"d":"0 "},{"v":0,"d":"0 "},null,null,{"v":445.6,"d":"446 "},{"v":604,"d":"604 "},{"v":0,"d":"0 "},{"v":0,"d":"0 "},{"v":0,"d":"0 "},{"v":0,"d":"0 "},null,null,{"v":0,"d":"0 "},{"v":0,"d":"0 "},{"v":0,"d":"0 "},{"v":0,"d":"0 "},{"v":24.278,"d":"24 "},{"v":0,"d":"0 "},null,{"v":0,"d":"0 "},{"v":0,"d":"0 "},{"v":0,"d":"0 "},{"v":0,"d":"0 "},{"v":1,"d":"1 "},{"v":0,"d":"0 "},null,0,0,24.278,0,0,0,0,0,0]
["03506_令和元年度",118,16,7,2019,"令和元年度","03506","九戸村",null,{"v":11.576502878813123,"d":"12 "},{"v":0.5144365828304505,"d":"1 "},{"v":7.696115473030885,"d":"8 "},{"v":5.777385873943171,"d":"6 "},{"v":8.71483142093413,"d":"9 "},{"v":5.3668376109820235,"d":"5 "},{"v":9.025057997202028,"d":"9 "},{"v":0.352118512717918,"d":"0 "},{"v":0,"d":"0 "},{"v":0.9605758651554063,"d":"1 "},null,{"v":1317399,"d":"1,317,399 "},{"v":195,"d":"195 "},{"v":191,"d":"191 "},{"v":1418,"d":"1,418 "},{"v":2176,"d":"2,176 "},{"v":3360,"d":"3,360 "},{"v":1874,"d":"1,874 "},{"v":5706,"d":"5,706 "},{"v":0,"d":"0 "},{"v":0.9605758651554063,"d":"1 "},null,{"v":11426579.71305657,"d":"11,426,580 "},{"v":338181.8974887457,"d":"338,182 "},{"v":1328350.574720076,"d":"1,328,351 "},{"v":8226699.791188945,"d":"8,226,700 "},{"v":10521099.39051173,"d":"10,521,099 "},{"v":0,"d":"0 "},{"v":0,"d":"0 "},{"v":777114.2452549979,"d":"777,114 "},{"v":0,"d":"0 "},{"v":0,"d":"0 "},{"v":32618025.612221066,"d":"32,618,026 "},null,{"v":99,"d":"99 "},{"v":24,"d":"24 "},{"v":0,"d":"0 "},{"v":0,"d":"0 "},{"v":0,"d":"0 "},{"v":0,"d":"0 "},null,null,{"v":457,"d":"457 "},{"v":604.0999999999999,"d":"604 "},{"v":0,"d":"0 "},{"v":0,"d":"0 "},{"v":0,"d":"0 "},{"v":0,"d":"0 "},null,null,{"v":0,"d":"0 "},{"v":0,"d":"0 "},{"v":0,"d":"0 "},{"v":0,"d":"0 "},{"v":25.655,"d":"26 "},{"v":0,"d":"0 "},null,{"v":0,"d":"0 "},{"v":0,"d":"0 "},{"v":0,"d":"0 "},{"v":0,"d":"0 "},{"v":1,"d":"1 "},{"v":0,"d":"0 "},null,0,0,25.655,0,0,0,0,0,0]
["03506_令和2年度",119,17,7,2020,"令和2年度","03506","九戸村",null,{"v":16.13317390258007,"d":"16 "},{"v":0.4800198982007549,"d":"0 "},{"v":8.820283865766982,"d":"9 "},{"v":3.7724468232554282,"d":"4 "},{"v":8.366162697747006,"d":"8 "},{"v":4.710505149117602,"d":"5 "},{"v":8.450239580207601,"d":"8 "},{"v":0.330651736821142,"d":"0 "},{"v":0,"d":"0 "},{"v":0.4245873569573714,"d":"0 "},null,{"v":1416011,"d":"1,416,011 "},{"v":160,"d":"160 "},{"v":225,"d":"225 "},{"v":1027,"d":"1,027 "},{"v":2175,"d":"2,175 "},{"v":3366,"d":"3,366 "},{"v":1865,"d":"1,865 "},{"v":5608,"d":"5,608 "},{"v":0,"d":"0 "},{"v":0.4245873569573714,"d":"0 "},null,{"v":11789917.13368623,"d":"11,789,917 "},{"v":313610.2797257804,"d":"313,610 "},{"v":1542770.6626185807,"d":"1,542,771 "},{"v":5692988.7790389685,"d":"5,692,989 "},{"v":10404656.18312663,"d":"10,404,656 "},null,null,{"v":731906.3061795229,"d":"731,906 "},null,null,{"v":30475849.344375715,"d":"30,475,849 "},null,{"v":104,"d":"104 "},{"v":27,"d":"27 "},{"v":0,"d":"0 "},{"v":0,"d":"0 "},{"v":0,"d":"0 "},{"v":0,"d":"0 "},null,null,{"v":497.0999999999999,"d":"497 "},{"v":752.1,"d":"752 "},{"v":0,"d":"0 "},{"v":0,"d":"0 "},{"v":0,"d":"0 "},{"v":0,"d":"0 "},null,null,{"v":0,"d":"0 "},{"v":0,"d":"0 "},{"v":0,"d":"0 "},{"v":0,"d":"0 "},{"v":41.133,"d":"41 "},{"v":0,"d":"0 "},null,{"v":0,"d":"0 "},{"v":0,"d":"0 "},{"v":0,"d":"0 "},{"v":0,"d":"0 "},{"v":1,"d":"1 "},{"v":0,"d":"0 "},null,0,0,41.133,0,0,0,0,0,0]
["03506_令和3年度",119,18,7,2021,"令和3年度","03506","九戸村",null,{"v":14.91204068351587,"d":"15 "},{"v":0.5235857445011743,"d":"1 "},{"v":8.032211429229386,"d":"8 "},{"v":4.246135373758761,"d":"4 "},{"v":8.569531805047937,"d":"9 "},{"v":4.475633752246505,"d":"4 "},{"v":8.568348658601932,"d":"9 "},{"v":0.31926070324918,"d":"0 "},{"v":0,"d":"0 "},{"v":0.568757511758966,"d":"1 "},null,{"v":1412299,"d":"1,412,299 "},{"v":160,"d":"160 "},{"v":225,"d":"225 "},{"v":1027,"d":"1,027 "},{"v":2156,"d":"2,156 "},{"v":3293,"d":"3,293 "},{"v":1844,"d":"1,844 "},{"v":5468,"d":"5,468 "},{"v":0,"d":"0 "},{"v":0.568757511758966,"d":"1 "},null,{"v":10758573.598513404,"d":"10,758,574 "},{"v":329697.53473819455,"d":"329,698 "},{"v":1411261.0361658516,"d":"1,411,261 "},{"v":6258774.249061874,"d":"6,258,774 "},{"v":10199768.94736898,"d":"10,199,769 "},{"v":0,"d":"0 "},{"v":0,"d":"0 "},{"v":717750.9385330664,"d":"717,751 "},{"v":0,"d":"0 "},{"v":0,"d":"0 "},{"v":29675826.30438137,"d":"29,675,826 "},null,{"v":109,"d":"109 "},{"v":29,"d":"29 "},{"v":0,"d":"0 "},{"v":0,"d":"0 "},{"v":0,"d":"0 "},{"v":0,"d":"0 "},null,null,{"v":526.6999999999998,"d":"527 "},{"v":851.1,"d":"851 "},{"v":0,"d":"0 "},{"v":0,"d":"0 "},{"v":0,"d":"0 "},{"v":0,"d":"0 "},null,null,{"v":0,"d":"0 "},{"v":0,"d":"0 "},{"v":0,"d":"0 "},{"v":0,"d":"0 "},{"v":27.869,"d":"28 "},{"v":0,"d":"0 "},null,{"v":0,"d":"0 "},{"v":0,"d":"0 "},{"v":0,"d":"0 "},{"v":0,"d":"0 "},{"v":1,"d":"1 "},{"v":0,"d":"0 "},null,0,0,27.869,0,0,0,0,0,0]
["03506_令和4年度",119,19,7,2022,"令和4年度","03506","九戸村",null,{"v":15.013025786749953,"d":"15 "},{"v":0.476733509284712,"d":"0 "},{"v":6.885226530475886,"d":"7 "},{"v":4.053813953740231,"d":"4 "},{"v":8.837454091361128,"d":"9 "},{"v":4.643424766812274,"d":"5 "},{"v":8.46715149396588,"d":"8 "},{"v":0.3158367050505071,"d":"0 "},{"v":0,"d":"0 "},{"v":1.093234722173736,"d":"1 "},null,{"v":1661463,"d":"1,661,463 "},{"v":160,"d":"160 "},{"v":225,"d":"225 "},{"v":1027,"d":"1,027 "},{"v":2183,"d":"2,183 "},{"v":3246,"d":"3,246 "},{"v":1850,"d":"1,850 "},{"v":5365,"d":"5,365 "},{"v":0,"d":"0 "},{"v":1.093234722173736,"d":"1 "},null,{"v":11557696.002074653,"d":"11,557,696 "},{"v":333375.527443863,"d":"333,376 "},{"v":1412264.0539192758,"d":"1,412,264 "},{"v":6161477.517187258,"d":"6,161,478 "},{"v":11179238.760904986,"d":"11,179,239 "},{"v":0,"d":"0 "},{"v":0,"d":"0 "},{"v":692767.9344941749,"d":"692,768 "},{"v":0,"d":"0 "},{"v":0,"d":"0 "},{"v":31336819.796024214,"d":"31,336,820 "},null,{"v":112,"d":"112 "},{"v":35,"d":"35 "},{"v":0,"d":"0 "},{"v":0,"d":"0 "},{"v":0,"d":"0 "},{"v":0,"d":"0 "},null,null,{"v":545.6999999999998,"d":"546 "},{"v":1148.1,"d":"1,148 "},{"v":0,"d":"0 "},{"v":0,"d":"0 "},{"v":0,"d":"0 "},{"v":0,"d":"0 "}]
["03506_令和5年度",119,20,7,2023,"令和5年度","03506","九戸村",{"$nulls":35},{"v":117,"d":"117 "},{"v":36,"d":"36 "},{"v":0,"d":"0 "},{"v":0,"d":"0 "},{"v":0,"d":"0 "},{"v":0,"d":"0 "},null,null,{"v":574.1999999999998,"d":"574 "},{"v":1197.6,"d":"1,198 "},{"v":0,"d":"0 "},{"v":0,"d":"0 "},{"v":0,"d":"0 "},{"v":0,"d":"0 "}]
["03506_令和6年度",119,21,7,2024,"令和6年度","03506","九戸村"]
["43364_平成2年度",154,1,10,1990,"平成2年度","43364","玉東町",null,{"v":4.992075017665901,"d":"5 "},{"v":0.7889572000828844,"d":"1 "},{"v":0.07668299917072496,"d":"0 "},{"v":2.176947339015025,"d":"2 "},{"v":4.547449725587968,"d":"5 "},{"v":4.320324530123767,"d":"4 "},{"v":8.615751325725455,"d":"9 "},{"v":0.372183647766495,"d":"0 "},{"v":0,"d":"0 "},{"v":0.3442495082175658,"d":"0 "},null,{"v":402591,"d":"402,591 "},{"v":232,"d":"232 "},{"v":1,"d":"1 "},{"v":854,"d":"854 "},{"v":1643,"d":"1,643 "},{"v":1777,"d":"1,777 "},{"v":2092,"d":"2,092 "},{"v":6043,"d":"6,043 "},{"v":0,"d":"0 "},{"v":0.3442495082175658,"d":"0 "},{"$nulls":29},"","","","","","",null,"","","","","",""]
["43364_平成17年度",155,2,10,2005,"平成17年度","43364","玉東町",null,{"v":2.663337154686944,"d":"3 "},{"v":0.4399330160380071,"d":"0 "},{"v":0.8341376488293373,"d":"1 "},{"v":4.03937953635609,"d":"4 "},{"v":5.686517180315357,"d":"6 "},{"v":6.183214058876304,"d":"6 "},{"v":9.504174030184677,"d":"10 "},{"v":0.339464294211028,"d":"0 "},{"v":0,"d":"0 "},{"v":0.1662218689992798,"d":"0 "},null,{"v":245494,"d":"245,494 "},{"v":177,"d":"177 "},{"v":11,"d":"11 "},{"v":895,"d":"895 "},{"v":1875,"d":"1,875 "},{"v":2943,"d":"2,943 "},{"v":1890,"d":"1,890 "},{"v":5762,"d":"5,762 "},{"v":0,"d":"0 "},{"v":0.1662218689992798,"d":"0 "},{"$nulls":29},"","","","","","",null,"","","","","",""]
["43364_平成18年度",156,3,10,2006,"平成18年度","43364","玉東町",null,"","","","","","","","","","",null,"","","","","","","","","","",null,"","","","","","","","","","",null,null,"","","","","","","",null,"","","","","","","",null,"","","","","","",null,"","","","","",""]
["43364_平成19年度",157,4,10,2007,"平成19年度","43364","玉東町",null,{"v":2.905084889218495,"d":"3 "},{"v":0.3607945775479253,"d":"0 "},{"v":1.164277456290882,"d":"1 "},{"v":4.426562473337825,"d":"4 "},{"v":5.743950667824333,"d":"6 "},{"v":6.093478447036911,"d":"6 "},{"v":9.217235045749952,"d":"9 "},{"v":0.353689815369525,"d":"0 "},{"v":0,"d":"0 "},{"v":0.3524519230888401,"d":"0 "},null,{"v":304619,"d":"304,619 "},{"v":148,"d":"148 "},{"v":15,"d":"15 "},{"v":1130,"d":"1,130 "},{"v":1886,"d":"1,886 "},{"v":3015,"d":"3,015 "},{"v":1805,"d":"1,805 "},{"v":5686,"d":"5,686 "},{"v":0,"d":"0 "},{"v":0.3524519230888401,"d":"0 "},{"$nulls":29},"","","","","","",null,"","","","","",""]
["43364_平成20年度",158,5,10,2008,"平成20年度","43364","玉東町",null,{"v":2.706473429938175,"d":"3 "},{"v":0.2672182335503959,"d":"0 "},{"v":1.043330269880441,"d":"1 "},{"v":4.610689981646236,"d":"5 "},{"v":5.139662646363404,"d":"5 "},{"v":5.968865988063262,"d":"6 "},{"v":8.966998597652085,"d":"9 "},{"v":0.345947005236232,"d":"0 "},{"v":0,"d":"0 "},{"v":0.5041580098346068,"d":"1 "},null,{"v":292647,"d":"292,647 "},{"v":148,"d":"148 "},{"v":15,"d":"15 "},{"v":1130,"d":"1,130 "},{"v":1893,"d":"1,893 "},{"v":3057,"d":"3,057 "},{"v":1758,"d":"1,758 "},{"v":5653,"d":"5,653 "},{"v":0,"d":"0 "},{"v":0.5041580098346068,"d":"1 "},{"$nulls":29},"","","","","","",null,"","","","","",""]
["43364_平成21年度",159,6,10,2009,"平成21年度","43364","玉東町",null,{"v":2.536318240794101,"d":"3 "},{"v":0.2443685893184538,"d":"0 "},{"v":0.4353441053383685,"d":"0 "},{"v":4.053858055823613,"d":"4 "},{"v":5.029164444739721,"d":"5 "},{"v":6.118398741228935,"d":"6 "},{"v":8.580525028960485,"d":"9 "},{"v":0.332703024141084,"d":"0 "},{"v":0,"d":"0 "},{"v":0.4070457395334194,"d":"0 "},null,{"v":247848,"d":"247,848 "},{"v":129,"d":"129 "},{"v":9,"d":"9 "},{"v":1060,"d":"1,060 "},{"v":1924,"d":"1,924 "},{"v":3093,"d":"3,093 "},{"v":1727,"d":"1,727 "},{"v":5707,"d":"5,707 "},{"v":0,"d":"0 "},{"v":0.4070457395334194,"d":"0 "},{"$nulls":29},{"v":0,"d":"0 "},{"v":0,"d":"0 "},{"v":0,"d":"0 "},{"v":0,"d":"0 "},{"v":0,"d":"0 "},{"v":0,"d":"0 "},null,{"v":0,"d":"0 "},{"v":0,"d":"0 "},{"v":0,"d":"0 "},{"v":0,"d":"0 "},{"v":0,"d":"0 "},{"v":0,"d":"0 "},null,0,0,0,0,0,0,0,0,0]
["43364_平成22年度",160,7,10,2010,"平成22年度","43364","玉東町",null,{"v":2.798989874325787,"d":"3 "},{"v":0.2632836317957556,"d":"0 "},{"v":0.4192217240659021,"d":"0 "},{"v":4.282221119755591,"d":"4 "},{"v":6.171105742119227,"d":"6 "},{"v":6.214145909662926,"d":"6 "},{"v":8.479270924937548,"d":"8 "},{"v":0.345808683886704,"d":"0 "},{"v":0,"d":"0 "},{"v":0.3683647271885264,"d":"0 "},null,{"v":271710,"d":"271,710 "},{"v":129,"d":"129 "},{"v":9,"d":"9 "},{"v":1060,"d":"1,060 "},{"v":1950,"d":"1,950 "},{"v":3156,"d":"3,156 "},{"v":1664,"d":"1,664 "},{"v":5684,"d":"5,684 "},{"v":0,"d":"0 "},{"v":0.3683647271885264,"d":"0 "},{"$nulls":29},{"v":0,"d":"0 "},{"v":0,"d":"0 "},{"v":0,"d":"0 "},{"v":0,"d":"0 "},{"v":0,"d":"0 "},{"v":0,"d":"0 "},null,{"v":0,"d":"0 "},{"v":0,"d":"0 "},{"v":0,"d":"0 "},{"v":0,"d":"0 "},{"v":0,"d":"0 "},{"v":0,"d":"0 "},null,0,0,0,0,0,0,0,0,0]
["43364_平成23年度",161,8,10,2011,"平成23年度","43364","玉東町",null,{"v":4.9149495511145,"d":"5 "},{"v":0.3478502996680936,"d":"0 "},{"v":0.3712811941297631,"d":"0 "},{"v":4.91769213750631,"d":"5 "},{"v":7.662446798934997,"d":"8 "},{"v":6.178370532735244,"d":"6 "},{"v":8.105573775160442,"d":"8 "},{"v":0.397272233650436,"d":"0 "},{"v":0,"d":"0 "},{"v":0.5204209131348067,"d":"1 "},null,{"v":411562,"d":"411,562 "},{"v":129,"d":"129 "},{"v":9,"d":"9 "},{"v":1060,"d":"1,060 "},{"v":1970,"d":"1,970 "},{"v":3206,"d":"3,206 "},{"v":1638,"d":"1,638 "},{"v":5661,"d":"5,661 "},{"v":0,"d":"0 "},{"v":0.5204209131348067,"d":"1 "},{"$nulls":29},{"v":0,"d":"0 "},{"v":0,"d":"0 "},{"v":0,"d":"0 "},{"v":0,"d":"0 "},{"v":0,"d":"0 "},{"v":0,"d":"0 "},null,{"v":0,"d":"0 "},{"v":0,"d":"0 "},{"v":0,"d":"0 "},{"v":0,"d":"0 "},{"v":0,"d":"0 "},{"v":0,"d":"0 "},null,0,0,0,0,0,0,0,0,0]
["43364_平成24年度",162,9,10,2012,"平成24年度","43364","玉東町",null,{"v":4.61772288330052,"d":"5 "},{"v":0.3363038163191413,"d":"0 "},{"v":0.3676536921876792,"d":"0 "},{"v":5.544068660394467,"d":"6 "},{"v":8.314323902297998,"d":"8 "},{"v":6.232997967122082,"d":"6 "},{"v":8.067088067795469,"d":"8 "},{"v":0.428883422923178,"d":"0 "},{"v":0,"d":"0 "},{"v":0.2967680081317415,"d":"0 "},null,{"v":346201,"d":"346,201 "},{"v":129,"d":"129 "},{"v":9,"d":"9 "},{"v":1060,"d":"1,060 "},{"v":1997,"d":"1,997 "},{"v":3260,"d":"3,260 "},{"v":1621,"d":"1,621 "},{"v":5625,"d":"5,625 "},{"v":0,"d":"0 "},{"v":0.2967680081317415,"d":"0 "},{"$nulls":29},{"v":0,"d":"0 "},{"v":0,"d":"0 "},{"v":0,"d":"0 "},{"v":0,"d":"0 "},{"v":0,"d":"0 "},{"v":0,"d":"0 "},null,{"v":0,"d":"0 "},{"v":0,"d":"0 "},{"v":0,"d":"0 "},{"v":0,"d":"0 "},{"v":0,"d":"0 "},{"v":0,"d":"0 "},null,0,0,0,0,0,0,0,0,0]
["43364_平成25年度",163,10,10,2013,"平成25年度","43364","玉東町",null,{"v":3.890422929620447,"d":"4 "},{"v":0.2900374295043545,"d":"0 "},{"v":0.3461584319711045,"d":"0 "},{"v":5.438085376451322,"d":"5 "},{"v":9.040434845104043,"d":"9 "},{"v":6.080075481735592,"d":"6 "},{"v":8.017559091419166,"d":"8 "},{"v":0.4296290801541,"d":"0 "},{"v":0,"d":"0 "},{"v":0.350427689921514,"d":"0 "},null,{"v":274376,"d":"274,376 "},{"v":129,"d":"129 "},{"v":9,"d":"9 "},{"v":1060,"d":"1,060 "},{"v":1982,"d":"1,982 "},{"v":3322,"d":"3,322 "},{"v":1605,"d":"1,605 "},{"v":5554,"d":"5,554 "},{"v":0,"d":"0 "},{"v":0.350427689921514,"d":"0 "},{"$nulls":29},{"v":0,"d":"0 "},{"v":0,"d":"0 "},{"v":0,"d":"0 "},{"v":0,"d":"0 "},{"v":0,"d":"0 "},{"v":0,"d":"0 "},null,{"v":0,"d":"0 "},{"v":0,"d":"0 "},{"v":0,"d":"0 "},{"v":0,"d":"0 "},{"v":0,"d":"0 "},{"v":0,"d":"0 "},null,0,0,0,0,0,0,0,0,0]
["43364_平成26年度",164,11,10,2014,"平成26年度","43364","玉東町",null,{"v":3.505198264500078,"d":"4 "},{"v":0.2691307037335798,"d":"0 "},{"v":0.701459936338405,"d":"1 "},{"v":5.106129484965088,"d":"5 "},{"v":7.122690772385738,"d":"7 "},{"v":5.805848118070319,"d":"6 "},{"v":7.83327333142491,"d":"8 "},{"v":0.40945746799595,"d":"0 "},{"v":0,"d":"0 "},{"v":0.4023321875881658,"d":"0 "},null,{"v":270010,"d":"270,010 "},{"v":108,"d":"108 "},{"v":16,"d":"16 "},{"v":989,"d":"989 "},{"v":1984,"d":"1,984 "},{"v":3341,"d":"3,341 "},{"v":1560,"d":"1,560 "},{"v":5517,"d":"5,517 "},{"v":0,"d":"0 "},{"v":0.4023321875881658,"d":"0 "},{"$nulls":13},{"v":213,"d":"213 "},{"v":68,"d":"68 "},{"v":0,"d":"0 "},{"v":0,"d":"0 "},{"v":0,"d":"0 "},{"v":0,"d":"0 "},null,null,{"v":1003.12,"d":"1,003 "},{"v":2233,"d":"2,233 "},{"v":0,"d":"0 "},{"v":0,"d":"0 "},{"v":0,"d":"0 "},{"v":0,"d":"0 "},null,null,{"v":0,"d":"0 "},{"v":0,"d":"0 "},{"v":0,"d":"0 "},{"v":0,"d":"0 "},{"v":0,"d":"0 "},{"v":0,"d":"0 "},null,{"v":0,"d":"0 "},{"v":0,"d":"0 "},{"v":0,"d":"0 "},{"v":0,"d":"0 "},{"v":0,"d":"0 "},{"v":0,"d":"0 "},null,0,0,0,0,0,0,0,0,0]
["43364_平成27年度",165,12,10,2015,"平成27年度","43364","玉東町",null,{"v":4.635062874169404,"d":"5 "},{"v":0.2536733507587013,"d":"0 "},{"v":0.6922599397033276,"d":"1 "},{"v":4.563506895456838,"d":"5 "},{"v":6.415258705568241,"d":"6 "},{"v":5.752226924336494,"d":"6 "},{"v":7.653526115629694,"d":"8 "},{"v":0.396909152649133,"d":"0 "},{"v":0,"d":"0 "},{"v":0.5836140930101215,"d":"1 "},null,{"v":446530,"d":"446,530 "},{"v":108,"d":"108 "},{"v":16,"d":"16 "},{"v":989,"d":"989 "},{"v":1985,"d":"1,985 "},{"v":3342,"d":"3,342 "},{"v":1523,"d":"1,523 "},{"v":5463,"d":"5,463 "},{"v":0,"d":"0 "},{"v":0.5836140930101215,"d":"1 "},null,{"v":4663921.396963556,"d":"4,663,921 "},{"v":191736.6486395783,"d":"191,737 "},{"v":144171.6603324531,"d":"144,172 "},{"v":6059469.075422536,"d":"6,059,469 "},{"v":10669721.8845797,"d":"10,669,722 "},{"v":0,"d":"0 "},{"v":0,"d":"0 "},{"v":748681.2335769032,"d":"748,681 "},{"v":0,"d":"0 "},{"v":0,"d":"0 "},{"v":22477701.899514727,"d":"22,477,702 "},null,{"v":226,"d":"226 "},{"v":74,"d":"74 "},{"v":0,"d":"0 "},{"v":0,"d":"0 "},{"v":0,"d":"0 "},{"v":0,"d":"0 "},null,null,{"v":1094.32,"d":"1,094 "},{"v":2345.6,"d":"2,346 "},{"v":0,"d":"0 "},{"v":0,"d":"0 "},{"v":0,"d":"0 "},{"v":0,"d":"0 "},null,null,{"v":0,"d":"0 "},{"v":0,"d":"0 "},{"v":0,"d":"0 "},{"v":0,"d":"0 "},{"v":0,"d":"0 "},{"v":0,"d":"0 "},null,{"v":0,"d":"0 "},{"v":0,"d":"0 "},{"v":0,"d":"0 "},{"v":0,"d":"0 "},{"v":0,"d":"0 "},{"v":0,"d":"0 "},null,0,0,0,0,0,0,0,0,0]
["43364_平成28年度",166,13,10,2016,"平成28年度","43364","玉東町",null,{"v":2.2977264524203713,"d":"2 "},{"v":0.24374500269882132,"d":"0 "},{"v":0.6763175272419386,"d":"1 "},{"v":3.6595022798077315,"d":"4 "},{"v":6.319961301401561,"d":"6 "},{"v":5.724882157664599,"d":"6 "},{"v":7.322093954629502,"d":"7 "},{"v":0.3812010543134989,"d":"0 "},{"v":0,"d":"0 "},{"v":0.30481719598615664,"d":"0 "},null,{"v":235364,"d":"235,364 "},{"v":108,"d":"108 "},{"v":16,"d":"16 "},{"v":989,"d":"989 "},{"v":1982,"d":"1,982 "},{"v":3367,"d":"3,367 "},{"v":1507,"d":"1,507 "},{"v":5397,"d":"5,397 "},{"v":0,"d":"0 "},{"v":0.3048171959861566,"d":"0 "},null,{"v":2497526.99654524,"d":"2,497,527 "},{"v":182141.9724887436,"d":"182,142 "},{"v":120381.7217170824,"d":"120,382 "},{"v":5769657.287823794,"d":"5,769,657 "},{"v":10739443.415854,"d":"10,739,443 "},{"v":0,"d":"0 "},{"v":0,"d":"0 "},{"v":740210.835199545,"d":"740,211 "},{"v":0,"d":"0 "},{"v":0,"d":"0 "},{"v":20049362.229628406,"d":"20,049,362 "},null,{"v":240,"d":"240 "},{"v":86,"d":"86 "},{"v":0,"d":"0 "},{"v":0,"d":"0 "},{"v":0,"d":"0 "},{"v":0,"d":"0 "},null,null,{"v":1192.2,"d":"1,192 "},{"v":2803.2,"d":"2,803 "},{"v":0,"d":"0 "},{"v":0,"d":"0 "},{"v":0,"d":"0 "},{"v":0,"d":"0 "},null,null,{"v":0,"d":"0 "},{"v":0,"d":"0 "},{"v":0,"d":"0 "},{"v":0,"d":"0 "},{"v":0,"d":"0 "},{"v":0,"d":"0 "},null,{"v":0,"d":"0 "},{"v":0,"d":"0 "},{"v":0,"d":"0 "},{"v":0,"d":"0 "},{"v":0,"d":"0 "},{"v":0,"d":"0 "},null,0,0,0,0,0,0,0,0,0]
["43364_平成29年度",167,14,10,2017,"平成29年度","43364","玉東町",null,{"v":2.1309830570059236,"d":"2 "},{"v":0.2346203323260575,"d":"0 "},{"v":0.6244670854097514,"d":"1 "},{"v":3.3304333653702503,"d":"3 "},{"v":5.9348171758097035,"d":"6 "},{"v":5.683314678528486,"d":"6 "},{"v":7.217775780065042,"d":"7 "},{"v":0.363438896195921,"d":"0 "},{"v":0,"d":"0 "},{"v":0.33280953979540767,"d":"0 "},null,{"v":236589,"d":"236,589 "},{"v":108,"d":"108 "},{"v":16,"d":"16 "},{"v":989,"d":"989 "},{"v":1976,"d":"1,976 "},{"v":3398,"d":"3,398 "},{"v":1495,"d":"1,495 "},{"v":5321,"d":"5,321 "},{"v":0,"d":"0 "},{"v":0.3328095397954077,"d":"0 "},null,{"v":2617487.959661141,"d":"2,617,488 "},{"v":178883.504132846,"d":"178,884 "},{"v":145376.5609544372,"d":"145,377 "},{"v":5558312.163402733,"d":"5,558,312 "},{"v":11089626.96994977,"d":"11,089,627 "},{"v":0,"d":"0 "},{"v":0,"d":"0 "},{"v":730929.1800554582,"d":"730,929 "},{"v":0,"d":"0 "},{"v":0,"d":"0 "},{"v":20320616.338156387,"d":"20,320,616 "},null,{"v":247,"d":"247 "},{"v":88,"d":"88 "},{"v":0,"d":"0 "},{"v":0,"d":"0 "},{"v":0,"d":"0 "},{"v":0,"d":"0 "},null,null,{"v":1233.8,"d":"1,234 "},{"v":2865.800000000001,"d":"2,866 "},{"v":0,"d":"0 "},{"v":0,"d":"0 "},{"v":0,"d":"0 "},{"v":0,"d":"0 "},null,null,{"v":0,"d":"0 "},{"v":0,"d":"0 "},{"v":0,"d":"0 "},{"v":0,"d":"0 "},{"v":0,"d":"0 "},{"v":0,"d":"0 "},null,{"v":0,"d":"0 "},{"v":0,"d":"0 "},{"v":0,"d":"0 "},{"v":0,"d":"0 "},{"v":0,"d":"0 "},{"v":0,"d":"0 "},null,0,0,0,0,0,0,0,0,0]
["43364_平成30年度",168,15,10,2018,"平成30年度","43364","玉東町",null,{"v":1.963794599272381,"d":"2 "},{"v":0.2054534569978558,"d":"0 "},{"v":0.5474565727833998,"d":"1 "},{"v":3.0193737048472626,"d":"3 "},{"v":4.469120257517132,"d":"4 "},{"v":5.640541415114803,"d":"6 "},{"v":6.930833494183308,"d":"7 "},{"v":0.335791655248295,"d":"0 "},{"v":0,"d":"0 "},{"v":0.28674923629392796,"d":"0 "},null,{"v":240874,"d":"240,874 "},{"v":108,"d":"108 "},{"v":16,"d":"16 "},{"v":989,"d":"989 "},{"v":1983,"d":"1,983 "},{"v":3437,"d":"3,437 "},{"v":1450,"d":"1,450 "},{"v":5298,"d":"5,298 "},{"v":0,"d":"0 "},{"v":0.286749236293928,"d":"0 "},null,{"v":2837370.497595423,"d":"2,837,370 "},{"v":159295.737853511,"d":"159,296 "},{"v":132284.4555088205,"d":"132,284 "},{"v":5457557.139114173,"d":"5,457,557 "},{"v":9740189.639077932,"d":"9,740,190 "},{"v":0,"d":"0 "},{"v":0,"d":"0 "},{"v":729275.5845503156,"d":"729,276 "},{"v":0,"d":"0 "},{"v":0,"d":"0 "},{"v":19055973.053700175,"d":"19,055,973 "},null,{"v":262,"d":"262 "},{"v":92,"d":"92 "},{"v":0,"d":"0 "},{"v":0,"d":"0 "},{"v":0,"d":"0 "},{"v":0,"d":"0 "},null,null,{"v":1315.1,"d":"1,315 "},{"v":2936,"d":"2,936 "},{"v":0,"d":"0 "},{"v":0,"d":"0 "},{"v":0,"d":"0 "},{"v":0,"d":"0 "},null,null,{"v":0,"d":"0 "},{"v":0,"d":"0 "},{"v":0,"d":"0 "},{"v":0,"d":"0 "},{"v":0,"d":"0 "},{"v":0,"d":"0 "},null,{"v":0,"d":"0 "},{"v":0,"d":"0 "},{"v":0,"d":"0 "},{"v":0,"d":"0 "},{"v":0,"d":"0 "},{"v":0,"d":"0 "},null,0,0,0,0,0,0,0,0,0]
["43364_令和元年度",169,16,10,2019,"令和元年度","43364","玉東町",null,{"v":1.853978891112871,"d":"2 "},{"v":0.19323753816325945,"d":"0 "},{"v":0.557976153616499,"d":"1 "},{"v":3.373850291960993,"d":"3 "},{"v":4.248807133401957,"d":"4 "},{"v":5.376421249573062,"d":"5 "},{"v":6.987918438601998,"d":"7 "},{"v":0.323361550410426,"d":"0 "},{"v":0,"d":"0 "},{"v":0.34449725057563974,"d":"0 "},null,{"v":223204,"d":"223,204 "},{"v":108,"d":"108 "},{"v":16,"d":"16 "},{"v":989,"d":"989 "},{"v":1987,"d":"1,987 "},{"v":3366,"d":"3,366 "},{"v":1451,"d":"1,451 "},{"v":5240,"d":"5,240 "},{"v":0,"d":"0 "},{"v":0.3444972505756397,"d":"0 "},null,{"v":2615704.078963523,"d":"2,615,704 "},{"v":154349.6212905564,"d":"154,350 "},{"v":147082.3223519068,"d":"147,082 "},{"v":5501172.058148181,"d":"5,501,172 "},{"v":9091709.89767837,"d":"9,091,710 "},{"v":0,"d":"0 "},{"v":0,"d":"0 "},{"v":713648.5533011196,"d":"713,649 "},{"v":0,"d":"0 "},{"v":0,"d":"0 "},{"v":18223666.531733654,"d":"18,223,667 "},null,{"v":270,"d":"270 "},{"v":92,"d":"92 "},{"v":0,"d":"0 "},{"v":0,"d":"0 "},{"v":0,"d":"0 "},{"v":0,"d":"0 "},null,null,{"v":1374.23,"d":"1,374 "},{"v":2935.6,"d":"2,936 "},{"v":0,"d":"0 "},{"v":0,"d":"0 "},{"v":0,"d":"0 "},{"v":0,"d":"0 "},null,null,{"v":0,"d":"0 "},{"v":0,"d":"0 "},{"v":0,"d":"0 "},{"v":0,"d":"0 "},{"v":0,"d":"0 "},{"v":0,"d":"0 "},null,{"v":0,"d":"0 "},{"v":0,"d":"0 "},{"v":0,"d":"0 "},{"v":0,"d":"0 "},{"v":0,"d":"0 "},{"v":0,"d":"0 "},null,0,0,0,0,0,0,0,0,0]
["43364_令和2年度",170,17,10,2020,"令和2年度","43364","玉東町",null,{"v":3.055335697178266,"d":"3 "},{"v":0.16184935684961013,"d":"0 "},{"v":0.4965728861499894,"d":"0 "},{"v":3.0372198564494814,"d":"3 "},{"v":4.542793838498842,"d":"5 "},{"v":4.6895135931946195,"d":"5 "},{"v":6.574422322188328,"d":"7 "},{"v":0.309425876397531,"d":"0 "},{"v":0,"d":"0 "},{"v":0.4796665012014036,"d":"0 "},null,{"v":368037,"d":"368,037 "},{"v":83,"d":"83 "},{"v":16,"d":"16 "},{"v":941,"d":"941 "},{"v":2023,"d":"2,023 "},{"v":3351,"d":"3,351 "},{"v":1451,"d":"1,451 "},{"v":5248,"d":"5,248 "},{"v":0,"d":"0 "},{"v":0.4796665012014036,"d":"0 "},null,{"v":4245254.088231075,"d":"4,245,254 "},{"v":119020.63512896001,"d":"119,021 "},{"v":152301.65551037938,"d":"152,302 "},{"v":4827427.194635607,"d":"4,827,427 "},{"v":10059640.64640551,"d":"10,059,641 "},null,null,{"v":684922.3064961013,"d":"684,922 "},null,null,{"v":20088566.526407633,"d":"20,088,567 "},null,{"v":286,"d":"286 "},{"v":94,"d":"94 "},{"v":0,"d":"0 "},{"v":0,"d":"0 "},{"v":0,"d":"0 "},{"v":0,"d":"0 "},null,null,{"v":1469.829999999999,"d":"1,470 "},{"v":2995.700000000001,"d":"2,996 "},{"v":0,"d":"0 "},{"v":0,"d":"0 "},{"v":0,"d":"0 "},{"v":0,"d":"0 "},null,null,{"v":0,"d":"0 "},{"v":0,"d":"0 "},{"v":0,"d":"0 "},{"v":0,"d":"0 "},{"v":0,"d":"0 "},{"v":0,"d":"0 "},null,{"v":0,"d":"0 "},{"v":0,"d":"0 "},{"v":0,"d":"0 "},{"v":0,"d":"0 "},{"v":0,"d":"0 "},{"v":0,"d":"0 "},null,0,0,0,0,0,0,0,0,0]
["43364_令和3年度",170,18,10,2021,"令和3年度","43364","玉東町",null,{"v":1.949903033648289,"d":"2 "},{"v":0.16568842297006633,"d":"0 "},{"v":0.4436482964947217,"d":"0 "},{"v":2.8072268805276703,"d":"3 "},{"v":3.708588765153016,"d":"4 "},{"v":4.527280907601915,"d":"5 "},{"v":6.904862313819128,"d":"7 "},{"v":0.303963281111052,"d":"0 "},{"v":0,"d":"0 "},{"v":0.5710475010117402,"d":"1 "},null,{"v":300143,"d":"300,143 "},{"v":83,"d":"83 "},{"v":16,"d":"16 "},{"v":941,"d":"941 "},{"v":2027,"d":"2,027 "},{"v":3331,"d":"3,331 "},{"v":1486,"d":"1,486 "},{"v":5206,"d":"5,206 "},{"v":0,"d":"0 "},{"v":0.5710475010117402,"d":"1 "},null,{"v":3017963.3283690745,"d":"3,017,963 "},{"v":127402.8376313082,"d":"127,403 "},{"v":140903.47909024125,"d":"140,903 "},{"v":5351794.529046394,"d":"5,351,795 "},{"v":9391312.718620326,"d":"9,391,313 "},{"v":0,"d":"0 "},{"v":0,"d":"0 "},{"v":683359.799927422,"d":"683,360 "},{"v":0,"d":"0 "},{"v":0,"d":"0 "},{"v":18712736.692684766,"d":"18,712,737 "},null,{"v":297,"d":"297 "},{"v":97,"d":"97 "},{"v":0,"d":"0 "},{"v":0,"d":"0 "},{"v":0,"d":"0 "},{"v":0,"d":"0 "},null,null,{"v":1546.009999999999,"d":"1,546 "},{"v":3138.700000000001,"d":"3,139 "},{"v":0,"d":"0 "},{"v":0,"d":"0 "},{"v":0,"d":"0 "},{"v":0,"d":"0 "},null,null,{"v":0,"d":"0 "},{"v":0,"d":"0 "},{"v":0,"d":"0 "},{"v":0,"d":"0 "},{"v":0,"d":"0 "},{"v":0,"d":"0 "},null,{"v":0,"d":"0 "},{"v":0,"d":"0 "},{"v":0,"d":"0 "},{"v":0,"d":"0 "},{"v":0,"d":"0 "},{"v":0,"d":"0 "},null,0,0,0,0,0,0,0,0,0]
["43364_令和4年度",170,19,10,2022,"令和4年度","43364","玉東町",null,{"v":2.2728712630967305,"d":"2 "},{"v":0.16947798709199322,"d":"0 "},{"v":0.39662373689459757,"d":"0 "},{"v":3.0422569647714437,"d":"3 "},{"v":5.247351288615028,"d":"5 "},{"v":4.799349997737269,"d":"5 "},{"v":6.773721195172703,"d":"7 "},{"v":0.30853684457962866,"d":"0 "},{"v":0,"d":"0 "},{"v":0.6120507333929533,"d":"1 "},null,{"v":341544,"d":"341,544 "},{"v":83,"d":"83 "},{"v":16,"d":"16 "},{"v":941,"d":"941 "},{"v":2105,"d":"2,105 "},{"v":3355,"d":"3,355 "},{"v":1480,"d":"1,480 "},{"v":5241,"d":"5,241 "},{"v":0,"d":"0 "},{"v":0.6120507333929533,"d":"1 "},null,{"v":2904578.3802271513,"d":"2,904,578 "},{"v":129870.81211095372,"d":"129,871 "},{"v":141185.0109284417,"d":"141,185 "},{"v":5021643.7601521695,"d":"5,021,644 "},{"v":10301641.821882892,"d":"10,301,642 "},{"v":0,"d":"0 "},{"v":0,"d":"0 "},{"v":676756.1499876926,"d":"676,756 "},{"v":0,"d":"0 "},{"v":0,"d":"0 "},{"v":19175675.935289305,"d":"19,175,676 "},null,{"v":308,"d":"308 "},{"v":97,"d":"97 "},{"v":0,"d":"0 "},{"v":0,"d":"0 "},{"v":0,"d":"0 "},{"v":0,"d":"0 "},null,null,{"v":1610.6199999999994,"d":"1,611 "},{"v":3138.7000000000007,"d":"3,139 "},{"v":0,"d":"0 "},{"v":0,"d":"0 "},{"v":0,"d":"0 "},{"v":0,"d":"0 "}]
["43364_令和5年度",170,20,10,2023,"令和5年度","43364","玉東町",{"$nulls":35},{"v":331,"d":"331 "},{"v":97,"d":"97 "},{"v":0,"d":"0 "},{"v":0,"d":"0 "},{"v":0,"d":"0 "},{"v":0,"d":"0 "},null,null,{"v":1770.999999999999,"d":"1,771 "},{"v":3138.7000000000007,"d":"3,139 "},{"v":0,"d":"0 "},{"v":0,"d":"0 "},{"v":0,"d":"0 "},{"v":0,"d":"0 "}]
["43364_令和6年度",170,21,10,2024,"令和6年度","43364","玉東町"]
["30383_平成2年度",120,1,8,1990,"平成2年度","30383","由良町",null,{"v":85.78622467715036,"d":"86 "},{"v":1.569677328976054,"d":"2 "},{"v":0,"d":"0 "},{"v":4.359176074285321,"d":"4 "},{"v":6.775504378249889,"d":"7 "},{"v":5.037542164556243,"d":"5 "},{"v":8.566330190013836,"d":"9 "},{"v":0.525294445110116,"d":"1 "},{"v":3.322904267404776,"d":"3 "},{"v":0.6318703487399066,"d":"1 "},null,{"v":1803248,"d":"1,803,248 "},{"v":637,"d":"637 "},{"v":0,"d":"0 "},{"v":1764,"d":"1,764 "},{"v":2533,"d":"2,533 "},{"v":2072,"d":"2,072 "},{"v":2080,"d":"2,080 "},{"v":8529,"d":"8,529 "},{"v":575533,"d":"575,533 "},{"v":0.6318703487399066,"d":"1 "},{"$nulls":29},"","","","","","",null,"","","","","",""]
["30383_平成17年度",121,2,8,2005,"平成17年度","30383","由良町",null,{"v":68.06232229981823,"d":"68 "},{"v":0.6744106617425406,"d":"1 "},{"v":2.773265351089999,"d":"3 "},{"v":6.438143848919517,"d":"6 "},{"v":9.486369210264588,"d":"9 "},{"v":7.227406171435436,"d":"7 "},{"v":8.19672151809578,"d":"8 "},{"v":0.438852746889612,"d":"0 "},{"v":1.907424342154533,"d":"2 "},{"v":0.7864308231190168,"d":"1 "},null,{"v":1848370,"d":"1,848,370 "},{"v":338,"d":"338 "},{"v":27,"d":"27 "},{"v":1273,"d":"1,273 "},{"v":2673,"d":"2,673 "},{"v":3440,"d":"3,440 "},{"v":1630,"d":"1,630 "},{"v":7449,"d":"7,449 "},{"v":337288.5,"d":"337,289 "},{"v":0.7864308231190168,"d":"1 "},{"$nulls":29},"","","","","","",null,"","","","","",""]
["30383_平成18年度",122,3,8,2006,"平成18年度","30383","由良町",null,"","","","","","","","","","",null,"","","","","","","","","","",null,"","","","","","","","","","",null,null,"","","","","","","",null,"","","","","","","",null,"","","","","","",null,"","","","","",""]
["30383_平成19年度",123,4,8,2007,"平成19年度","30383","由良町",null,{"v":54.27749193916357,"d":"54 "},{"v":0.7432584275551528,"d":"1 "},{"v":0.4918124076706162,"d":"0 "},{"v":6.12277562303799,"d":"6 "},{"v":10.33520000194705,"d":"10 "},{"v":6.827121125734887,"d":"7 "},{"v":7.971248701615331,"d":"8 "},{"v":0.449981027854932,"d":"0 "},{"v":8.977200302331045,"d":"9 "},{"v":0.5602409174272129,"d":"1 "},null,{"v":1712561,"d":"1,712,561 "},{"v":362,"d":"362 "},{"v":5,"d":"5 "},{"v":1628,"d":"1,628 "},{"v":2680,"d":"2,680 "},{"v":3378,"d":"3,378 "},{"v":1561,"d":"1,561 "},{"v":7234,"d":"7,234 "},{"v":1632979.5,"d":"1,632,980 "},{"v":0.5602409174272129,"d":"1 "},{"$nulls":29},"","","","","","",null,"","","","","",""]
["30383_平成20年度",124,5,8,2008,"平成20年度","30383","由良町",null,{"v":55.93262311440974,"d":"56 "},{"v":0.5402784084414975,"d":"1 "},{"v":0.4332774767748347,"d":"0 "},{"v":6.710383705523027,"d":"7 "},{"v":9.4299593214097,"d":"9 "},{"v":6.634676685455992,"d":"7 "},{"v":7.855049966088856,"d":"8 "},{"v":0.434621551598747,"d":"0 "},{"v":10.37690193951325,"d":"10 "},{"v":0.7099423287237644,"d":"1 "},null,{"v":1926970,"d":"1,926,970 "},{"v":362,"d":"362 "},{"v":5,"d":"5 "},{"v":1628,"d":"1,628 "},{"v":2676,"d":"2,676 "},{"v":3398,"d":"3,398 "},{"v":1540,"d":"1,540 "},{"v":7102,"d":"7,102 "},{"v":1960054,"d":"1,960,054 "},{"v":0.7099423287237644,"d":"1 "},{"$nulls":29},"","","","","","",null,"","","","","",""]
["30383_平成21年度",125,6,8,2009,"平成21年度","30383","由良町",null,{"v":88.14619901282992,"d":"88 "},{"v":0.4251708506450119,"d":"0 "},{"v":1.170167349123163,"d":"1 "},{"v":5.863053794459471,"d":"6 "},{"v":7.751930925401792,"d":"8 "},{"v":6.771186191796523,"d":"7 "},{"v":7.323505438730606,"d":"7 "},{"v":0.40330112511092,"d":"0 "},{"v":9.276756775108709,"d":"9 "},{"v":0.5462232993912967,"d":"1 "},null,{"v":2302259,"d":"2,302,259 "},{"v":311,"d":"311 "},{"v":15,"d":"15 "},{"v":1618,"d":"1,618 "},{"v":2644,"d":"2,644 "},{"v":3423,"d":"3,423 "},{"v":1474,"d":"1,474 "},{"v":6918,"d":"6,918 "},{"v":1709462,"d":"1,709,462 "},{"v":0.5462232993912967,"d":"1 "},{"$nulls":29},{"v":0,"d":"0 "},{"v":0,"d":"0 "},{"v":7.939,"d":"8 "},{"v":0,"d":"0 "},{"v":0,"d":"0 "},{"v":0,"d":"0 "},null,{"v":0,"d":"0 "},{"v":0,"d":"0 "},{"v":2,"d":"2 "},{"v":0,"d":"0 "},{"v":0,"d":"0 "},{"v":0,"d":"0 "},null,7.939,0,0,0,0,0,0,0,0]
["30383_平成22年度",126,7,8,2010,"平成22年度","30383","由良町",null,{"v":89.69887950063709,"d":"90 "},{"v":0.4720875503757537,"d":"0 "},{"v":1.141671126767361,"d":"1 "},{"v":6.405002708842462,"d":"6 "},{"v":8.246838243301273,"d":"8 "},{"v":6.716239447991204,"d":"7 "},{"v":7.348022039519197,"d":"7 "},{"v":0.412974902572651,"d":"0 "},{"v":9.732605838657966,"d":"10 "},{"v":0.5297332910992589,"d":"1 "},null,{"v":2278773,"d":"2,278,773 "},{"v":311,"d":"311 "},{"v":15,"d":"15 "},{"v":1618,"d":"1,618 "},{"v":2631,"d":"2,631 "},{"v":3411,"d":"3,411 "},{"v":1442,"d":"1,442 "},{"v":6788,"d":"6,788 "},{"v":1699591,"d":"1,699,591 "},{"v":0.5297332910992589,"d":"1 "},{"$nulls":29},{"v":0,"d":"0 "},{"v":0,"d":"0 "},{"v":7.173,"d":"7 "},{"v":0,"d":"0 "},{"v":0,"d":"0 "},{"v":0,"d":"0 "},null,{"v":0,"d":"0 "},{"v":0,"d":"0 "},{"v":2,"d":"2 "},{"v":0,"d":"0 "},{"v":0,"d":"0 "},{"v":0,"d":"0 "},null,7.173,0,0,0,0,0,0,0,0]
["30383_平成23年度",127,8,8,2011,"平成23年度","30383","由良町",null,{"v":83.62316462193844,"d":"84 "},{"v":0.6800331930535773,"d":"1 "},{"v":0.6224890399725453,"d":"1 "},{"v":8.40689587294835,"d":"8 "},{"v":10.50261570654205,"d":"11 "},{"v":6.5637960182458635,"d":"7 "},{"v":6.927840833470464,"d":"7 "},{"v":0.465975557576205,"d":"0 "},{"v":9.40691369473243,"d":"9 "},{"v":0.8622325053625173,"d":"1 "},null,{"v":2230592,"d":"2,230,592 "},{"v":311,"d":"311 "},{"v":15,"d":"15 "},{"v":1618,"d":"1,618 "},{"v":2619,"d":"2,619 "},{"v":3406,"d":"3,406 "},{"v":1400,"d":"1,400 "},{"v":6640,"d":"6,640 "},{"v":1639999,"d":"1,639,999 "},{"v":0.8622325053625173,"d":"1 "},{"$nulls":29},{"v":0,"d":"0 "},{"v":0,"d":"0 "},{"v":7.349,"d":"7 "},{"v":0,"d":"0 "},{"v":0,"d":"0 "},{"v":0,"d":"0 "},null,{"v":0,"d":"0 "},{"v":0,"d":"0 "},{"v":2,"d":"2 "},{"v":0,"d":"0 "},{"v":0,"d":"0 "},{"v":0,"d":"0 "},null,7.349,0,0,0,0,0,0,0,0]
["30383_平成24年度",128,9,8,2012,"平成24年度","30383","由良町",null,{"v":57.92184141932322,"d":"58 "},{"v":0.6586190491513121,"d":"1 "},{"v":0.6410608086038644,"d":"1 "},{"v":8.788296677172351,"d":"9 "},{"v":11.3977442439149,"d":"11 "},{"v":6.491112913613334,"d":"6 "},{"v":6.817958453349657,"d":"7 "},{"v":0.49758101653274,"d":"0 "},{"v":9.198800264021775,"d":"9 "},{"v":0.4946329892247285,"d":"0 "},null,{"v":1575097,"d":"1,575,097 "},{"v":311,"d":"311 "},{"v":15,"d":"15 "},{"v":1618,"d":"1,618 "},{"v":2622,"d":"2,622 "},{"v":3395,"d":"3,395 "},{"v":1370,"d":"1,370 "},{"v":6526,"d":"6,526 "},{"v":1562179,"d":"1,562,179 "},{"v":0.4946329892247285,"d":"0 "},{"$nulls":29},{"v":0,"d":"0 "},{"v":0,"d":"0 "},{"v":9.353,"d":"9 "},{"v":0,"d":"0 "},{"v":0,"d":"0 "},{"v":0,"d":"0 "},null,{"v":0,"d":"0 "},{"v":0,"d":"0 "},{"v":2,"d":"2 "},{"v":0,"d":"0 "},{"v":0,"d":"0 "},{"v":0,"d":"0 "},null,9.353,0,0,0,0,0,0,0,0]
["30383_平成25年度",129,10,8,2013,"平成25年度","30383","由良町",null,{"v":58.6941476225989,"d":"59 "},{"v":0.6292978654335265,"d":"1 "},{"v":0.5728372264940791,"d":"1 "},{"v":9.03838397431514,"d":"9 "},{"v":10.65065852394286,"d":"11 "},{"v":6.195380946922029,"d":"6 "},{"v":6.668810833049587,"d":"7 "},{"v":0.498552290528119,"d":"0 "},{"v":11.29163337889802,"d":"11 "},{"v":0.5059040465378883,"d":"1 "},null,{"v":1509413,"d":"1,509,413 "},{"v":311,"d":"311 "},{"v":15,"d":"15 "},{"v":1618,"d":"1,618 "},{"v":2600,"d":"2,600 "},{"v":3385,"d":"3,385 "},{"v":1335,"d":"1,335 "},{"v":6445,"d":"6,445 "},{"v":1871834.5,"d":"1,871,835 "},{"v":0.5059040465378883,"d":"1 "},{"$nulls":29},{"v":0,"d":"0 "},{"v":0,"d":"0 "},{"v":11.512,"d":"12 "},{"v":0,"d":"0 "},{"v":0,"d":"0 "},{"v":0,"d":"0 "},null,{"v":0,"d":"0 "},{"v":0,"d":"0 "},{"v":2,"d":"2 "},{"v":0,"d":"0 "},{"v":0,"d":"0 "},{"v":0,"d":"0 "},null,11.512,0,0,0,0,0,0,0,0]
["30383_平成26年度",130,11,8,2014,"平成26年度","30383","由良町",null,{"v":62.24098372303187,"d":"62 "},{"v":0.3929301545298796,"d":"0 "},{"v":1.321480379629166,"d":"1 "},{"v":9.88337680547723,"d":"10 "},{"v":10.84801290300735,"d":"11 "},{"v":5.851029815487208,"d":"6 "},{"v":6.613090370183722,"d":"7 "},{"v":0.470389964139628,"d":"0 "},{"v":11.24188536510217,"d":"11 "},{"v":0.3939955666867394,"d":"0 "},null,{"v":1638230,"d":"1,638,230 "},{"v":172,"d":"172 "},{"v":27,"d":"27 "},{"v":1713,"d":"1,713 "},{"v":2592,"d":"2,592 "},{"v":3367,"d":"3,367 "},{"v":1317,"d":"1,317 "},{"v":6338,"d":"6,338 "},{"v":1869447.5,"d":"1,869,448 "},{"v":0.3939955666867394,"d":"0 "},{"$nulls":13},{"v":80,"d":"80 "},{"v":52,"d":"52 "},{"v":1,"d":"1 "},{"v":0,"d":"0 "},{"v":0,"d":"0 "},{"v":0,"d":"0 "},null,null,{"v":347.1,"d":"347 "},{"v":1393.8,"d":"1,394 "},{"v":9950,"d":"9,950 "},{"v":0,"d":"0 "},{"v":0,"d":"0 "},{"v":0,"d":"0 "},null,null,{"v":0,"d":"0 "},{"v":0,"d":"0 "},{"v":11.731,"d":"12 "},{"v":0,"d":"0 "},{"v":0,"d":"0 "},{"v":0,"d":"0 "},null,{"v":0,"d":"0 "},{"v":0,"d":"0 "},{"v":2,"d":"2 "},{"v":0,"d":"0 "},{"v":0,"d":"0 "},{"v":0,"d":"0 "},null,11.731,0,0,0,0,0,0,0,0]
["30383_平成27年度",131,12,8,2015,"平成27年度","30383","由良町",null,{"v":74.04249062211669,"d":"74 "},{"v":0.355499464681481,"d":"0 "},{"v":1.519758877697858,"d":"2 "},{"v":8.22043180794229,"d":"8 "},{"v":9.797289838869116,"d":"10 "},{"v":5.776323625994396,"d":"6 "},{"v":6.4173032499403275,"d":"6 "},{"v":0.450600506082725,"d":"0 "},{"v":10.673952414912952,"d":"11 "},{"v":0.3036286923940789,"d":"0 "},null,{"v":1907172,"d":"1,907,172 "},{"v":172,"d":"172 "},{"v":27,"d":"27 "},{"v":1713,"d":"1,713 "},{"v":2745,"d":"2,745 "},{"v":3356,"d":"3,356 "},{"v":1277,"d":"1,277 "},{"v":6202,"d":"6,202 "},{"v":1824538,"d":"1,824,538 "},{"v":0.3036286923940789,"d":"0 "},null,{"v":17819393.08932287,"d":"17,819,393 "},{"v":272402.2725139747,"d":"272,402 "},{"v":275014.5218707418,"d":"275,015 "},{"v":10787871.50335422,"d":"10,787,872 "},{"v":16365758.31023154,"d":"16,365,758 "},{"v":0,"d":"0 "},{"v":0,"d":"0 "},{"v":849958.083588496,"d":"849,958 "},{"v":0,"d":"0 "},{"v":0,"d":"0 "},{"v":46370397.78088184,"d":"46,370,398 "},null,{"v":87,"d":"87 "},{"v":70,"d":"70 "},{"v":1,"d":"1 "},{"v":0,"d":"0 "},{"v":0,"d":"0 "},{"v":0,"d":"0 "},null,null,{"v":388.5,"d":"389 "},{"v":2032.4,"d":"2,032 "},{"v":9950,"d":"9,950 "},{"v":0,"d":"0 "},{"v":0,"d":"0 "},{"v":0,"d":"0 "},null,null,{"v":0,"d":"0 "},{"v":0,"d":"0 "},{"v":13.222,"d":"13 "},{"v":0,"d":"0 "},{"v":0,"d":"0 "},{"v":0,"d":"0 "},null,{"v":0,"d":"0 "},{"v":0,"d":"0 "},{"v":2,"d":"2 "},{"v":0,"d":"0 "},{"v":0,"d":"0 "},{"v":0,"d":"0 "},null,13.222,0,0,0,0,0,0,0,0]
["30383_平成28年度",132,13,8,2016,"平成28年度","30383","由良町",null,{"v":73.3180982157362,"d":"73 "},{"v":0.3608305199769669,"d":"0 "},{"v":2.117706461757343,"d":"2 "},{"v":8.443884511808534,"d":"8 "},{"v":9.991522517183938,"d":"10 "},{"v":5.684075156837764,"d":"6 "},{"v":6.165718134323051,"d":"6 "},{"v":0.4318442182828854,"d":"0 "},{"v":11.169456527075164,"d":"11 "},{"v":0.45042188481193157,"d":"0 "},null,{"v":1747517,"d":"1,747,517 "},{"v":172,"d":"172 "},{"v":27,"d":"27 "},{"v":1713,"d":"1,713 "},{"v":2758,"d":"2,758 "},{"v":3343,"d":"3,343 "},{"v":1269,"d":"1,269 "},{"v":6114,"d":"6,114 "},{"v":1907633.228501973,"d":"1,907,633 "},{"v":0.4504218848119316,"d":"0 "},null,{"v":16449820.5311562,"d":"16,449,821 "},{"v":263930.3108102556,"d":"263,930 "},{"v":324967.8624389553,"d":"324,968 "},{"v":12794116.93241026,"d":"12,794,117 "},{"v":14902319.73987898,"d":"14,902,320 "},{"v":0,"d":"0 "},{"v":0,"d":"0 "},{"v":838549.017307767,"d":"838,549 "},{"v":0,"d":"0 "},{"v":0,"d":"0 "},{"v":45573704.39400242,"d":"45,573,704 "},null,{"v":94,"d":"94 "},{"v":74,"d":"74 "},{"v":1,"d":"1 "},{"v":0,"d":"0 "},{"v":0,"d":"0 "},{"v":0,"d":"0 "},null,null,{"v":432.8,"d":"433 "},{"v":3312,"d":"3,312 "},{"v":9950,"d":"9,950 "},{"v":0,"d":"0 "},{"v":0,"d":"0 "},{"v":0,"d":"0 "},null,null,{"v":0,"d":"0 "},{"v":0,"d":"0 "},{"v":8.537,"d":"9 "},{"v":0,"d":"0 "},{"v":0,"d":"0 "},{"v":0,"d":"0 "},null,{"v":0,"d":"0 "},{"v":0,"d":"0 "},{"v":2,"d":"2 "},{"v":0,"d":"0 "},{"v":0,"d":"0 "},{"v":0,"d":"0 "},null,8.537,0,0,0,0,0,0,0,0]
["30383_平成29年度",133,14,8,2017,"平成29年度","30383","由良町",null,{"v":60.312338309834544,"d":"60 "},{"v":0.34233029268972665,"d":"0 "},{"v":1.9621052630395825,"d":"2 "},{"v":6.165724863448907,"d":"6 "},{"v":8.745372926174118,"d":"9 "},{"v":5.587979499989309,"d":"6 "},{"v":5.948026596013467,"d":"6 "},{"v":0.406742835340483,"d":"0 "},{"v":6.843870824814475,"d":"7 "},{"v":0.6625848066931731,"d":"1 "},null,{"v":1507986,"d":"1,507,986 "},{"v":172,"d":"172 "},{"v":27,"d":"27 "},{"v":1713,"d":"1,713 "},{"v":2735,"d":"2,735 "},{"v":3341,"d":"3,341 "},{"v":1232,"d":"1,232 "},{"v":5955,"d":"5,955 "},{"v":1192058.5,"d":"1,192,059 "},{"v":0.6625848066931731,"d":"1 "},null,{"v":13731559.23273203,"d":"13,731,559 "},{"v":263866.3922144908,"d":"263,866 "},{"v":402314.4547142762,"d":"402,314 "},{"v":10483622.76918405,"d":"10,483,623 "},{"v":15843998.51757167,"d":"15,843,999 "},{"v":0,"d":"0 "},{"v":0,"d":"0 "},{"v":818019.7833546802,"d":"818,020 "},{"v":0,"d":"0 "},{"v":0,"d":"0 "},{"v":41543381.14977119,"d":"41,543,381 "},null,{"v":97,"d":"97 "},{"v":80,"d":"80 "},{"v":1,"d":"1 "},{"v":0,"d":"0 "},{"v":0,"d":"0 "},{"v":0,"d":"0 "},null,null,{"v":447.6,"d":"448 "},{"v":4014.5,"d":"4,015 "},{"v":9950,"d":"9,950 "},{"v":0,"d":"0 "},{"v":0,"d":"0 "},{"v":0,"d":"0 "},null,null,{"v":0,"d":"0 "},{"v":0,"d":"0 "},{"v":11.978,"d":"12 "},{"v":0,"d":"0 "},{"v":0,"d":"0 "},{"v":0,"d":"0 "},null,{"v":0,"d":"0 "},{"v":0,"d":"0 "},{"v":2,"d":"2 "},{"v":0,"d":"0 "},{"v":0,"d":"0 "},{"v":0,"d":"0 "},null,11.978,0,0,0,0,0,0,0,0]
["30383_平成30年度",134,15,8,2018,"平成30年度","30383","由良町",null,{"v":55.209280490458816,"d":"55 "},{"v":0.3075219681712149,"d":"0 "},{"v":1.7799812918988502,"d":"2 "},{"v":5.3881623495951345,"d":"5 "},{"v":6.558641130027455,"d":"7 "},{"v":5.476429066697148,"d":"5 "},{"v":5.769321398261553,"d":"6 "},{"v":0.366848263604593,"d":"0 "},{"v":6.798001519606824,"d":"7 "},{"v":0.6735024518078918,"d":"1 "},null,{"v":1481400,"d":"1,481,400 "},{"v":172,"d":"172 "},{"v":27,"d":"27 "},{"v":1713,"d":"1,713 "},{"v":2711,"d":"2,711 "},{"v":3337,"d":"3,337 "},{"v":1207,"d":"1,207 "},{"v":5788,"d":"5,788 "},{"v":1179428.5,"d":"1,179,429 "},{"v":0.6735024518078918,"d":"1 "},null,{"v":13113083.42761759,"d":"13,113,083 "},{"v":234861.1086633722,"d":"234,861 "},{"v":373350.1529067301,"d":"373,350 "},{"v":10238447.24371534,"d":"10,238,447 "},{"v":13446283.86155004,"d":"13,446,284 "},{"v":0,"d":"0 "},{"v":0,"d":"0 "},{"v":796724.6287990236,"d":"796,725 "},{"v":0,"d":"0 "},{"v":0,"d":"0 "},{"v":38202750.42325209,"d":"38,202,750 "},null,{"v":99,"d":"99 "},{"v":84,"d":"84 "},{"v":1,"d":"1 "},{"v":0,"d":"0 "},{"v":0,"d":"0 "},{"v":0,"d":"0 "},null,null,{"v":458.9,"d":"459 "},{"v":4161.8,"d":"4,162 "},{"v":9950,"d":"9,950 "},{"v":0,"d":"0 "},{"v":0,"d":"0 "},{"v":0,"d":"0 "},null,null,{"v":0,"d":"0 "},{"v":0,"d":"0 "},{"v":10.021,"d":"10 "},{"v":0,"d":"0 "},{"v":0,"d":"0 "},{"v":0,"d":"0 "},null,{"v":0,"d":"0 "},{"v":0,"d":"0 "},{"v":2,"d":"2 "},{"v":0,"d":"0 "},{"v":0,"d":"0 "},{"v":0,"d":"0 "},null,10.021,0,0,0,0,0,0,0,0]
["30383_令和元年度",135,16,8,2019,"令和元年度","30383","由良町",null,{"v":64.44899418681639,"d":"64 "},{"v":0.28176429543199577,"d":"0 "},{"v":1.7965791756469827,"d":"2 "},{"v":5.200551792753607,"d":"5 "},{"v":6.473074613361179,"d":"6 "},{"v":5.290168502253708,"d":"5 "},{"v":5.658720996111197,"d":"6 "},{"v":0.350390626570686,"d":"0 "},{"v":7.255298637564307,"d":"7 "},{"v":0.4266194944802305,"d":"0 "},null,{"v":1565288,"d":"1,565,288 "},{"v":172,"d":"172 "},{"v":27,"d":"27 "},{"v":1713,"d":"1,713 "},{"v":2694,"d":"2,694 "},{"v":3312,"d":"3,312 "},{"v":1175,"d":"1,175 "},{"v":5678,"d":"5,678 "},{"v":1279385,"d":"1,279,385 "},{"v":0.4266194944802305,"d":"0 "},null,{"v":14380594.94986347,"d":"14,380,595 "},{"v":227875.7190767311,"d":"227,876 "},{"v":411044.2488492736,"d":"411,044 "},{"v":10045992.0894905,"d":"10,045,992 "},{"v":12861273.17320261,"d":"12,861,273 "},{"v":0,"d":"0 "},{"v":0,"d":"0 "},{"v":773300.856038885,"d":"773,301 "},{"v":0,"d":"0 "},{"v":0,"d":"0 "},{"v":38700081.036521465,"d":"38,700,081 "},null,{"v":103,"d":"103 "},{"v":86,"d":"86 "},{"v":1,"d":"1 "},{"v":0,"d":"0 "},{"v":0,"d":"0 "},{"v":0,"d":"0 "},null,null,{"v":475.7,"d":"476 "},{"v":4218,"d":"4,218 "},{"v":9950,"d":"9,950 "},{"v":0,"d":"0 "},{"v":0,"d":"0 "},{"v":0,"d":"0 "},null,null,{"v":0,"d":"0 "},{"v":0,"d":"0 "},{"v":8.471,"d":"8 "},{"v":0,"d":"0 "},{"v":0,"d":"0 "},{"v":0,"d":"0 "},null,{"v":0,"d":"0 "},{"v":0,"d":"0 "},{"v":2,"d":"2 "},{"v":0,"d":"0 "},{"v":0,"d":"0 "},{"v":0,"d":"0 "},null,8.471,0,0,0,0,0,0,0,0]
["30383_令和2年度",136,17,8,2020,"令和2年度","30383","由良町",null,{"v":56.04913644775871,"d":"56 "},{"v":0.36121055979086814,"d":"0 "},{"v":0.8210458618854359,"d":"1 "},{"v":3.8067181726559194,"d":"4 "},{"v":5.719866060320071,"d":"6 "},{"v":4.613943991871876,"d":"5 "},{"v":5.3601251599922755,"d":"5 "},{"v":0.326229682566223,"d":"0 "},{"v":6.956747467990858,"d":"7 "},{"v":0.5057064123489371,"d":"1 "},null,{"v":1714788,"d":"1,714,788 "},{"v":182,"d":"182 "},{"v":13,"d":"13 "},{"v":1326,"d":"1,326 "},{"v":2672,"d":"2,672 "},{"v":3297,"d":"3,297 "},{"v":1183,"d":"1,183 "},{"v":5533,"d":"5,533 "},{"v":1233220.9999999998,"d":"1,233,221 "},{"v":0.5057064123489371,"d":"1 "},null,{"v":15447858.53343988,"d":"15,447,859 "},{"v":266725.72557251836,"d":"266,726 "},{"v":201936.28421247075,"d":"201,936 "},{"v":7164951.407805282,"d":"7,164,951 "},{"v":11368768.78588765,"d":"11,368,769 "},null,null,{"v":722117.9729121435,"d":"722,118 "},null,null,{"v":35172358.70982994,"d":"35,172,359 "},null,{"v":104,"d":"104 "},{"v":91,"d":"91 "},{"v":1,"d":"1 "},{"v":0,"d":"0 "},{"v":0,"d":"0 "},{"v":0,"d":"0 "},null,null,{"v":479.5,"d":"480 "},{"v":4438.000000000001,"d":"4,438 "},{"v":9950,"d":"9,950 "},{"v":0,"d":"0 "},{"v":0,"d":"0 "},{"v":0,"d":"0 "},null,null,{"v":0,"d":"0 "},{"v":0,"d":"0 "},{"v":7.783,"d":"8 "},{"v":0,"d":"0 "},{"v":0,"d":"0 "},{"v":0,"d":"0 "},null,{"v":0,"d":"0 "},{"v":0,"d":"0 "},{"v":2,"d":"2 "},{"v":0,"d":"0 "},{"v":0,"d":"0 "},{"v":0,"d":"0 "},null,7.783,0,0,0,0,0,0,0,0]
["30383_令和3年度",136,18,8,2021,"令和3年度","30383","由良町",null,{"v":40.40095725207528,"d":"40 "},{"v":0.370806668486826,"d":"0 "},{"v":0.6596644879279345,"d":"1 "},{"v":3.713351046484254,"d":"4 "},{"v":5.638592896349685,"d":"6 "},{"v":4.463401531241275,"d":"4 "},{"v":5.510879343330744,"d":"6 "},{"v":0.317041993168077,"d":"0 "},{"v":9.521376001938142,"d":"10 "},{"v":0.3731620452166061,"d":"0 "},null,{"v":1339454,"d":"1,339,454 "},{"v":182,"d":"182 "},{"v":13,"d":"13 "},{"v":1326,"d":"1,326 "},{"v":2670,"d":"2,670 "},{"v":3284,"d":"3,284 "},{"v":1186,"d":"1,186 "},{"v":5430,"d":"5,430 "},{"v":1637414.4999999998,"d":"1,637,415 "},{"v":0.3731620452166061,"d":"0 "},null,{"v":10614756.844040722,"d":"10,614,757 "},{"v":285073.0527719504,"d":"285,073 "},{"v":156864.2527620232,"d":"156,864 "},{"v":8114022.852420878,"d":"8,114,023 "},{"v":12902288.77528333,"d":"12,902,289 "},{"v":0,"d":"0 "},{"v":0,"d":"0 "},{"v":712762.9107963699,"d":"712,763 "},{"v":0,"d":"0 "},{"v":0,"d":"0 "},{"v":32785768.68807527,"d":"32,785,769 "},null,{"v":110,"d":"110 "},{"v":94,"d":"94 "},{"v":1,"d":"1 "},{"v":0,"d":"0 "},{"v":0,"d":"0 "},{"v":0,"d":"0 "},null,null,{"v":510.7,"d":"511 "},{"v":4586.500000000001,"d":"4,587 "},{"v":9950,"d":"9,950 "},{"v":0,"d":"0 "},{"v":0,"d":"0 "},{"v":0,"d":"0 "},null,null,{"v":0,"d":"0 "},{"v":0,"d":"0 "},{"v":8.069,"d":"8 "},{"v":0,"d":"0 "},{"v":0,"d":"0 "},{"v":0,"d":"0 "},null,{"v":0,"d":"0 "},{"v":0,"d":"0 "},{"v":2,"d":"2 "},{"v":0,"d":"0 "},{"v":0,"d":"0 "},{"v":0,"d":"0 "},null,8.069,0,0,0,0,0,0,0,0]
["30383_令和4年度",136,19,8,2022,"令和4年度","30383","由良町",null,{"v":38.94596709397623,"d":"39 "},{"v":0.3465098742447536,"d":"0 "},{"v":0.5926572289087003,"d":"1 "},{"v":4.220369760797829,"d":"4 "},{"v":7.1938942422572,"d":"7 "},{"v":4.669173887515484,"d":"5 "},{"v":5.496783213109741,"d":"5 "},{"v":0.3109505081224191,"d":"0 "},{"v":9.433310702715286,"d":"9 "},{"v":0.3124941558948394,"d":"0 "},null,{"v":1539506,"d":"1,539,506 "},{"v":182,"d":"182 "},{"v":13,"d":"13 "},{"v":1326,"d":"1,326 "},{"v":2652,"d":"2,652 "},{"v":3264,"d":"3,264 "},{"v":1201,"d":"1,201 "},{"v":5282,"d":"5,282 "},{"v":1642644.4999999998,"d":"1,642,645 "},{"v":0.3124941558948394,"d":"0 "},null,{"v":12017742.213059882,"d":"12,017,742 "},{"v":278582.8879971398,"d":"278,583 "},{"v":169820.93258813646,"d":"169,821 "},{"v":7871522.2052907,"d":"7,871,522 "},{"v":14772324.238029424,"d":"14,772,324 "},{"v":0,"d":"0 "},{"v":0,"d":"0 "},{"v":682050.3690583843,"d":"682,050 "},{"v":0,"d":"0 "},{"v":0,"d":"0 "},{"v":35792042.846023664,"d":"35,792,043 "},null,{"v":114,"d":"114 "},{"v":95,"d":"95 "},{"v":1,"d":"1 "},{"v":0,"d":"0 "},{"v":0,"d":"0 "},{"v":0,"d":"0 "},null,null,{"v":536.4,"d":"536 "},{"v":4611.500000000001,"d":"4,612 "},{"v":9950,"d":"9,950 "},{"v":0,"d":"0 "},{"v":0,"d":"0 "},{"v":0,"d":"0 "}]
["30383_令和5年度",136,20,8,2023,"令和5年度","30383","由良町",{"$nulls":35},{"v":121,"d":"121 "},{"v":95,"d":"95 "},{"v":1,"d":"1 "},{"v":0,"d":"0 "},{"v":0,"d":"0 "},{"v":0,"d":"0 "},null,null,{"v":581.3999999999999,"d":"581 "},{"v":4611.500000000001,"d":"4,612 "},{"v":9950,"d":"9,950 "},{"v":0,"d":"0 "},{"v":0,"d":"0 "},{"v":0,"d":"0 "}]
["30383_令和6年度",136,21,8,2024,"令和6年度","30383","由良町"]
["29402_平成2年度",324,1,20,1990,"平成2年度","29402","明日香村",null,{"v":0.9429353884353888,"d":"1 "},{"v":0.7460932196196829,"d":"1 "},{"v":0,"d":"0 "},{"v":2.662538540727785,"d":"3 "},{"v":4.937616465516152,"d":"5 "},{"v":4.962173531785373,"d":"5 "},{"v":6.610076901428946,"d":"7 "},{"v":0.453481416267533,"d":"0 "},{"v":0,"d":"0 "},{"v":0.5685645818517304,"d":"1 "},null,{"v":264828,"d":"264,828 "},{"v":315,"d":"315 "},{"v":0,"d":"0 "},{"v":1017,"d":"1,017 "},{"v":1804,"d":"1,804 "},{"v":2041,"d":"2,041 "},{"v":1605,"d":"1,605 "},{"v":7363,"d":"7,363 "},{"v":0,"d":"0 "},{"v":0.5685645818517304,"d":"1 "},{"$nulls":29},"","","","","","",null,"","","","","",""]
["29402_平成17年度",325,2,20,2005,"平成17年度","29402","明日香村",null,{"v":1.280315130863769,"d":"1 "},{"v":0.7006022869291805,"d":"1 "},{"v":0.6979258415871656,"d":"1 "},{"v":3.729848612650756,"d":"4 "},{"v":6.338241164896647,"d":"6 "},{"v":6.819814079209134,"d":"7 "},{"v":6.612692513065,"d":"7 "},{"v":0.386006604594004,"d":"0 "},{"v":0,"d":"0 "},{"v":0.4588115129999999,"d":"0 "},null,{"v":231340,"d":"231,340 "},{"v":348,"d":"348 "},{"v":9,"d":"9 "},{"v":774,"d":"774 "},{"v":2128,"d":"2,128 "},{"v":3246,"d":"3,246 "},{"v":1315,"d":"1,315 "},{"v":6552,"d":"6,552 "},{"v":0,"d":"0 "},{"v":0.4588115129999999,"d":"0 "},{"$nulls":29},"","","","","","",null,"","","","","",""]
["29402_平成18年度",326,3,20,2006,"平成18年度","29402","明日香村",null,"","","","","","","","","","",null,"","","","","","","","","","",null,"","","","","","","","","","",null,null,"","","","","","","",null,"","","","","","","",null,"","","","","","",null,"","","","","",""]
["29402_平成19年度",327,4,20,2007,"平成19年度","29402","明日香村",null,{"v":0.875342990334304,"d":"1 "},{"v":0.7027979432085051,"d":"1 "},{"v":0.5524175939365891,"d":"1 "},{"v":5.017228293742356,"d":"5 "},{"v":6.096233887097482,"d":"6 "},{"v":6.517899831407641,"d":"7 "},{"v":6.551641309527528,"d":"7 "},{"v":0.396361502556211,"d":"0 "},{"v":0,"d":"0 "},{"v":0.559899935,"d":"1 "},null,{"v":227360,"d":"227,360 "},{"v":356,"d":"356 "},{"v":7,"d":"7 "},{"v":1247,"d":"1,247 "},{"v":2124,"d":"2,124 "},{"v":3225,"d":"3,225 "},{"v":1283,"d":"1,283 "},{"v":6372,"d":"6,372 "},{"v":0,"d":"0 "},{"v":0.559899935,"d":"1 "},{"$nulls":29},"","","","","","",null,"","","","","",""]
["29402_平成20年度",328,5,20,2008,"平成20年度","29402","明日香村",null,{"v":0.7263930397259395,"d":"1 "},{"v":0.5188005659965073,"d":"1 "},{"v":0.4890060668501587,"d":"0 "},{"v":5.489785445523967,"d":"5 "},{"v":6.338931134685616,"d":"6 "},{"v":6.343750603604036,"d":"6 "},{"v":6.217731109520985,"d":"6 "},{"v":0.382665243895658,"d":"0 "},{"v":0,"d":"0 "},{"v":0.46373305664,"d":"0 "},null,{"v":203131,"d":"203,131 "},{"v":356,"d":"356 "},{"v":7,"d":"7 "},{"v":1247,"d":"1,247 "},{"v":2116,"d":"2,116 "},{"v":3249,"d":"3,249 "},{"v":1219,"d":"1,219 "},{"v":6253,"d":"6,253 "},{"v":0,"d":"0 "},{"v":0.46373305664,"d":"0 "},{"$nulls":29},"","","","","","",null,"","","","","",""]
["29402_平成21年度",329,6,20,2009,"平成21年度","29402","明日香村",null,{"v":0.5961489574442994,"d":"1 "},{"v":0.3395305994950537,"d":"0 "},{"v":0.3039880360926486,"d":"0 "},{"v":4.92185099737969,"d":"5 "},{"v":5.835231701562996,"d":"6 "},{"v":6.496224205042296,"d":"6 "},{"v":5.827999918338535,"d":"6 "},{"v":0.360044485210327,"d":"0 "},{"v":0,"d":"0 "},{"v":0.22280465032,"d":"0 "},null,{"v":163910,"d":"163,910 "},{"v":243,"d":"243 "},{"v":7,"d":"7 "},{"v":1348,"d":"1,348 "},{"v":2139,"d":"2,139 "},{"v":3284,"d":"3,284 "},{"v":1173,"d":"1,173 "},{"v":6176,"d":"6,176 "},{"v":0,"d":"0 "},{"v":0.22280465032,"d":"0 "},{"$nulls":29},{"v":0,"d":"0 "},{"v":0,"d":"0 "},{"v":0,"d":"0 "},{"v":0,"d":"0 "},{"v":0,"d":"0 "},{"v":0,"d":"0 "},null,{"v":0,"d":"0 "},{"v":0,"d":"0 "},{"v":0,"d":"0 "},{"v":0,"d":"0 "},{"v":0,"d":"0 "},{"v":0,"d":"0 "},null,0,0,0,0,0,0,0,0,0]
["29402_平成22年度",330,7,20,2010,"平成22年度","29402","明日香村",null,{"v":0.5992946600211532,"d":"1 "},{"v":0.3790712995014048,"d":"0 "},{"v":0.2935395901649898,"d":"0 "},{"v":5.335744283858028,"d":"5 "},{"v":5.774152145068019,"d":"6 "},{"v":6.493743095712399,"d":"6 "},{"v":5.829498760894563,"d":"6 "},{"v":0.371482727623543,"d":"0 "},{"v":0,"d":"0 "},{"v":0.4998756675,"d":"0 "},null,{"v":154784,"d":"154,784 "},{"v":243,"d":"243 "},{"v":7,"d":"7 "},{"v":1348,"d":"1,348 "},{"v":2152,"d":"2,152 "},{"v":3298,"d":"3,298 "},{"v":1144,"d":"1,144 "},{"v":6106,"d":"6,106 "},{"v":0,"d":"0 "},{"v":0.4998756675,"d":"0 "},{"$nulls":29},{"v":0,"d":"0 "},{"v":0,"d":"0 "},{"v":0,"d":"0 "},{"v":0,"d":"0 "},{"v":0,"d":"0 "},{"v":0,"d":"0 "},null,{"v":0,"d":"0 "},{"v":0,"d":"0 "},{"v":0,"d":"0 "},{"v":0,"d":"0 "},{"v":0,"d":"0 "},{"v":0,"d":"0 "},null,0,0,0,0,0,0,0,0,0]
["29402_平成23年度",331,8,20,2011,"平成23年度","29402","明日香村",null,{"v":0.9209080156320573,"d":"1 "},{"v":0.5418062259767898,"d":"1 "},{"v":0.236137347371122,"d":"0 "},{"v":6.529276555535978,"d":"7 "},{"v":7.385126190748937,"d":"7 "},{"v":6.29399817838843,"d":"6 "},{"v":5.641241821540235,"d":"6 "},{"v":0.422395614616141,"d":"0 "},{"v":0,"d":"0 "},{"v":0.5054548080000001,"d":"1 "},null,{"v":192098,"d":"192,098 "},{"v":243,"d":"243 "},{"v":7,"d":"7 "},{"v":1348,"d":"1,348 "},{"v":2175,"d":"2,175 "},{"v":3266,"d":"3,266 "},{"v":1140,"d":"1,140 "},{"v":6019,"d":"6,019 "},{"v":0,"d":"0 "},{"v":0.5054548080000001,"d":"1 "},{"$nulls":29},{"v":0,"d":"0 "},{"v":0,"d":"0 "},{"v":0,"d":"0 "},{"v":0,"d":"0 "},{"v":0,"d":"0 "},{"v":0,"d":"0 "},null,{"v":0,"d":"0 "},{"v":0,"d":"0 "},{"v":0,"d":"0 "},{"v":0,"d":"0 "},{"v":0,"d":"0 "},{"v":0,"d":"0 "},null,0,0,0,0,0,0,0,0,0]
["29402_平成24年度",332,9,20,2012,"平成24年度","29402","明日香村",null,{"v":0.7904001811800799,"d":"1 "},{"v":0.5270948278434624,"d":"1 "},{"v":0.2330091397795659,"d":"0 "},{"v":6.697605208160491,"d":"7 "},{"v":8.34990367397786,"d":"8 "},{"v":6.196670678356646,"d":"6 "},{"v":5.683290915127962,"d":"6 "},{"v":0.450537270409433,"d":"0 "},{"v":0,"d":"0 "},{"v":0.61905527864,"d":"1 "},null,{"v":165122,"d":"165,122 "},{"v":243,"d":"243 "},{"v":7,"d":"7 "},{"v":1348,"d":"1,348 "},{"v":2169,"d":"2,169 "},{"v":3241,"d":"3,241 "},{"v":1142,"d":"1,142 "},{"v":5909,"d":"5,909 "},{"v":0,"d":"0 "},{"v":0.61905527864,"d":"1 "},{"$nulls":29},{"v":0,"d":"0 "},{"v":0,"d":"0 "},{"v":0,"d":"0 "},{"v":0,"d":"0 "},{"v":0,"d":"0 "},{"v":0,"d":"0 "},null,{"v":0,"d":"0 "},{"v":0,"d":"0 "},{"v":0,"d":"0 "},{"v":0,"d":"0 "},{"v":0,"d":"0 "},{"v":0,"d":"0 "},null,0,0,0,0,0,0,0,0,0]
["29402_平成25年度",333,10,20,2013,"平成25年度","29402","明日香村",null,{"v":0.90871367144342,"d":"1 "},{"v":0.434892275982956,"d":"0 "},{"v":0.214529476528924,"d":"0 "},{"v":6.864963989753597,"d":"7 "},{"v":8.612200702985854,"d":"9 "},{"v":5.942807070799358,"d":"6 "},{"v":5.654751957312458,"d":"6 "},{"v":0.453763807019076,"d":"0 "},{"v":0,"d":"0 "},{"v":1.13984974,"d":"1 "},null,{"v":188881,"d":"188,881 "},{"v":243,"d":"243 "},{"v":7,"d":"7 "},{"v":1348,"d":"1,348 "},{"v":2174,"d":"2,174 "},{"v":3247,"d":"3,247 "},{"v":1132,"d":"1,132 "},{"v":5866,"d":"5,866 "},{"v":0,"d":"0 "},{"v":1.13984974,"d":"1 "},{"$nulls":29},{"v":0,"d":"0 "},{"v":0,"d":"0 "},{"v":0,"d":"0 "},{"v":0,"d":"0 "},{"v":0,"d":"0 "},{"v":0,"d":"0 "},null,{"v":0,"d":"0 "},{"v":0,"d":"0 "},{"v":0,"d":"0 "},{"v":0,"d":"0 "},{"v":0,"d":"0 "},{"v":0,"d":"0 "},null,0,0,0,0,0,0,0,0,0]
["29402_平成26年度",334,11,20,2014,"平成26年度","29402","明日香村",null,{"v":0.9150255368906022,"d":"1 "},{"v":0.4827224728537873,"d":"0 "},{"v":0.8386147004481384,"d":"1 "},{"v":6.905007439886172,"d":"7 "},{"v":8.42489445422934,"d":"8 "},{"v":5.651187692297119,"d":"6 "},{"v":5.729336455869116,"d":"6 "},{"v":0.429125082463763,"d":"0 "},{"v":0,"d":"0 "},{"v":0.54715025337,"d":"1 "},null,{"v":211693,"d":"211,693 "},{"v":227,"d":"227 "},{"v":22,"d":"22 "},{"v":1355,"d":"1,355 "},{"v":2170,"d":"2,170 "},{"v":3252,"d":"3,252 "},{"v":1141,"d":"1,141 "},{"v":5782,"d":"5,782 "},{"v":0,"d":"0 "},{"v":0.54715025337,"d":"1 "},{"$nulls":13},{"v":10,"d":"10 "},{"v":0,"d":"0 "},{"v":0,"d":"0 "},{"v":0,"d":"0 "},{"v":0,"d":"0 "},{"v":0,"d":"0 "},null,null,{"v":29.8,"d":"30 "},{"v":0,"d":"0 "},{"v":0,"d":"0 "},{"v":0,"d":"0 "},{"v":0,"d":"0 "},{"v":0,"d":"0 "},null,null,{"v":0,"d":"0 "},{"v":0,"d":"0 "},{"v":0,"d":"0 "},{"v":0,"d":"0 "},{"v":0,"d":"0 "},{"v":0,"d":"0 "},null,{"v":0,"d":"0 "},{"v":0,"d":"0 "},{"v":0,"d":"0 "},{"v":0,"d":"0 "},{"v":0,"d":"0 "},{"v":0,"d":"0 "},null,0,0,0,0,0,0,0,0,0]
["29402_平成27年度",335,12,20,2015,"平成27年度","29402","明日香村",null,{"v":0.8564803388086888,"d":"1 "},{"v":0.5040382368811258,"d":"1 "},{"v":1.013124734679352,"d":"1 "},{"v":7.150308656929535,"d":"7 "},{"v":7.742907480010432,"d":"8 "},{"v":5.583550012731175,"d":"6 "},{"v":5.789141224691666,"d":"6 "},{"v":0.41659840404359,"d":"0 "},{"v":0,"d":"0 "},{"v":0.470350848,"d":"0 "},null,{"v":183085,"d":"183,085 "},{"v":227,"d":"227 "},{"v":22,"d":"22 "},{"v":1355,"d":"1,355 "},{"v":2171,"d":"2,171 "},{"v":3244,"d":"3,244 "},{"v":1152,"d":"1,152 "},{"v":5734,"d":"5,734 "},{"v":0,"d":"0 "},{"v":0.470350848,"d":"0 "},null,{"v":1135839.400858572,"d":"1,135,839 "},{"v":372833.7672548546,"d":"372,834 "},{"v":215254.7589864912,"d":"215,255 "},{"v":8748570.13509732,"d":"8,748,570 "},{"v":12110770.9164243,"d":"12,110,771 "},{"v":0,"d":"0 "},{"v":0,"d":"0 "},{"v":785820.646774659,"d":"785,821 "},{"v":0,"d":"0 "},{"v":0,"d":"0 "},{"v":23369089.625396196,"d":"23,369,090 "},null,{"v":10,"d":"10 "},{"v":0,"d":"0 "},{"v":0,"d":"0 "},{"v":0,"d":"0 "},{"v":0,"d":"0 "},{"v":0,"d":"0 "},null,null,{"v":29.8,"d":"30 "},{"v":0,"d":"0 "},{"v":0,"d":"0 "},{"v":0,"d":"0 "},{"v":0,"d":"0 "},{"v":0,"d":"0 "},null,null,{"v":0,"d":"0 "},{"v":0,"d":"0 "},{"v":0,"d":"0 "},{"v":0,"d":"0 "},{"v":0,"d":"0 "},{"v":0,"d":"0 "},null,{"v":0,"d":"0 "},{"v":0,"d":"0 "},{"v":0,"d":"0 "},{"v":0,"d":"0 "},{"v":0,"d":"0 "},{"v":0,"d":"0 "},null,0,0,0,0,0,0,0,0,0]
["29402_平成28年度",336,13,20,2016,"平成28年度","29402","明日香村",null,{"v":1.0105608290122856,"d":"1 "},{"v":0.49936799287520706,"d":"0 "},{"v":1.0787165266912342,"d":"1 "},{"v":6.275717130996632,"d":"6 "},{"v":7.993239955990125,"d":"8 "},{"v":5.568455321161734,"d":"6 "},{"v":5.6021063899720085,"d":"6 "},{"v":0.40309698294740376,"d":"0 "},{"v":0,"d":"0 "},{"v":0.6169761286700001,"d":"1 "},null,{"v":228755,"d":"228,755 "},{"v":227,"d":"227 "},{"v":22,"d":"22 "},{"v":1355,"d":"1,355 "},{"v":2176,"d":"2,176 "},{"v":3275,"d":"3,275 "},{"v":1153,"d":"1,153 "},{"v":5707,"d":"5,707 "},{"v":0,"d":"0 "},{"v":0.6169761286700001,"d":"1 "},null,{"v":1406304.680832741,"d":"1,406,305 "},{"v":355165.0021012677,"d":"355,165 "},{"v":179654.0823371815,"d":"179,654 "},{"v":9286260.533307511,"d":"9,286,261 "},{"v":11741904.85825786,"d":"11,741,905 "},{"v":0,"d":"0 "},{"v":0,"d":"0 "},{"v":782728.04085303,"d":"782,728 "},{"v":0,"d":"0 "},{"v":0,"d":"0 "},{"v":23752017.197689593,"d":"23,752,017 "},null,{"v":10,"d":"10 "},{"v":0,"d":"0 "},{"v":0,"d":"0 "},{"v":0,"d":"0 "},{"v":0,"d":"0 "},{"v":0,"d":"0 "},null,null,{"v":29.8,"d":"30 "},{"v":0,"d":"0 "},{"v":0,"d":"0 "},{"v":0,"d":"0 "},{"v":0,"d":"0 "},{"v":0,"d":"0 "},null,null,{"v":0,"d":"0 "},{"v":0,"d":"0 "},{"v":0,"d":"0 "},{"v":0,"d":"0 "},{"v":0,"d":"0 "},{"v":0,"d":"0 "},null,{"v":0,"d":"0 "},{"v":0,"d":"0 "},{"v":0,"d":"0 "},{"v":0,"d":"0 "},{"v":0,"d":"0 "},{"v":0,"d":"0 "},null,0,0,0,0,0,0,0,0,0]
["29402_平成29年度",337,14,20,2017,"平成29年度","29402","明日香村",null,{"v":0.800532388325863,"d":"1 "},{"v":0.4922425502476749,"d":"0 "},{"v":0.9237832378936108,"d":"1 "},{"v":5.648027790632696,"d":"6 "},{"v":6.93674727616412,"d":"7 "},{"v":5.45752083461991,"d":"5 "},{"v":5.484544004116313,"d":"5 "},{"v":0.384885957538811,"d":"0 "},{"v":0,"d":"0 "},{"v":0.64123589008,"d":"1 "},null,{"v":231161,"d":"231,161 "},{"v":227,"d":"227 "},{"v":22,"d":"22 "},{"v":1355,"d":"1,355 "},{"v":2165,"d":"2,165 "},{"v":3263,"d":"3,263 "},{"v":1136,"d":"1,136 "},{"v":5635,"d":"5,635 "},{"v":0,"d":"0 "},{"v":0.64123589008,"d":"1 "},null,{"v":1243010.119920231,"d":"1,243,010 "},{"v":365386.5217569122,"d":"365,387 "},{"v":206936.4335320263,"d":"206,936 "},{"v":9747446.180687012,"d":"9,747,446 "},{"v":11714203.44274996,"d":"11,714,203 "},{"v":0,"d":"0 "},{"v":0,"d":"0 "},{"v":774062.3810585429,"d":"774,062 "},{"v":0,"d":"0 "},{"v":0,"d":"0 "},{"v":24051045.079704687,"d":"24,051,045 "},null,{"v":11,"d":"11 "},{"v":0,"d":"0 "},{"v":0,"d":"0 "},{"v":0,"d":"0 "},{"v":0,"d":"0 "},{"v":0,"d":"0 "},null,null,{"v":35.1,"d":"35 "},{"v":0,"d":"0 "},{"v":0,"d":"0 "},{"v":0,"d":"0 "},{"v":0,"d":"0 "},{"v":0,"d":"0 "},null,null,{"v":0,"d":"0 "},{"v":0,"d":"0 "},{"v":0,"d":"0 "},{"v":0,"d":"0 "},{"v":0,"d":"0 "},{"v":0,"d":"0 "},null,{"v":0,"d":"0 "},{"v":0,"d":"0 "},{"v":0,"d":"0 "},{"v":0,"d":"0 "},{"v":0,"d":"0 "},{"v":0,"d":"0 "},null,0,0,0,0,0,0,0,0,0]
["29402_平成30年度",338,15,20,2018,"平成30年度","29402","明日香村",null,{"v":0.6555309530301614,"d":"1 "},{"v":0.43921920057505737,"d":"0 "},{"v":0.8181149804411555,"d":"1 "},{"v":5.001814548772477,"d":"5 "},{"v":5.360583363626268,"d":"5 "},{"v":5.290982112985198,"d":"5 "},{"v":5.429949551304992,"d":"5 "},{"v":0.35315800359447,"d":"0 "},{"v":0,"d":"0 "},{"v":0.6003735419,"d":"1 "},null,{"v":219845,"d":"219,845 "},{"v":227,"d":"227 "},{"v":22,"d":"22 "},{"v":1355,"d":"1,355 "},{"v":2168,"d":"2,168 "},{"v":3224,"d":"3,224 "},{"v":1136,"d":"1,136 "},{"v":5572,"d":"5,572 "},{"v":0,"d":"0 "},{"v":0.6003735419,"d":"1 "},null,{"v":1151977.813369303,"d":"1,151,978 "},{"v":320857.736032044,"d":"320,858 "},{"v":193421.6827407962,"d":"193,422 "},{"v":9580279.02615786,"d":"9,580,279 "},{"v":10125659.72316413,"d":"10,125,660 "},{"v":0,"d":"0 "},{"v":0,"d":"0 "},{"v":766991.9888853075,"d":"766,992 "},{"v":0,"d":"0 "},{"v":0,"d":"0 "},{"v":22139187.97034944,"d":"22,139,188 "},null,{"v":11,"d":"11 "},{"v":0,"d":"0 "},{"v":0,"d":"0 "},{"v":0,"d":"0 "},{"v":0,"d":"0 "},{"v":0,"d":"0 "},null,null,{"v":34.8,"d":"35 "},{"v":0,"d":"0 "},{"v":0,"d":"0 "},{"v":0,"d":"0 "},{"v":0,"d":"0 "},{"v":0,"d":"0 "},null,null,{"v":0,"d":"0 "},{"v":0,"d":"0 "},{"v":0,"d":"0 "},{"v":0,"d":"0 "},{"v":0,"d":"0 "},{"v":0,"d":"0 "},null,{"v":0,"d":"0 "},{"v":0,"d":"0 "},{"v":0,"d":"0 "},{"v":0,"d":"0 "},{"v":0,"d":"0 "},{"v":0,"d":"0 "},null,0,0,0,0,0,0,0,0,0]
["29402_令和元年度",339,16,20,2019,"令和元年度","29402","明日香村",null,{"v":0.5655216432732016,"d":"1 "},{"v":0.40759384558002554,"d":"0 "},{"v":0.8249199577742854,"d":"1 "},{"v":4.457584065104793,"d":"4 "},{"v":5.701829899147684,"d":"6 "},{"v":5.111273915220974,"d":"5 "},{"v":5.374580963114975,"d":"5 "},{"v":0.342121457151794,"d":"0 "},{"v":0,"d":"0 "},{"v":0,"d":"0 "},null,{"v":199413,"d":"199,413 "},{"v":227,"d":"227 "},{"v":22,"d":"22 "},{"v":1355,"d":"1,355 "},{"v":2188,"d":"2,188 "},{"v":3200,"d":"3,200 "},{"v":1116,"d":"1,116 "},{"v":5544,"d":"5,544 "},{"v":0,"d":"0 "},{"v":0,"d":"0 "},null,{"v":1044227.685803702,"d":"1,044,228 "},{"v":313051.7904809592,"d":"313,052 "},{"v":207597.9283613926,"d":"207,598 "},{"v":8912017.65163019,"d":"8,912,018 "},{"v":11264642.83167301,"d":"11,264,643 "},{"v":0,"d":"0 "},{"v":0,"d":"0 "},{"v":755051.0647903449,"d":"755,051 "},{"v":0,"d":"0 "},{"v":0,"d":"0 "},{"v":22496588.952739596,"d":"22,496,589 "},null,{"v":11,"d":"11 "},{"v":0,"d":"0 "},{"v":0,"d":"0 "},{"v":0,"d":"0 "},{"v":0,"d":"0 "},{"v":0,"d":"0 "},null,null,{"v":35.1,"d":"35 "},{"v":0,"d":"0 "},{"v":0,"d":"0 "},{"v":0,"d":"0 "},{"v":0,"d":"0 "},{"v":0,"d":"0 "},null,null,{"v":0,"d":"0 "},{"v":0,"d":"0 "},{"v":0,"d":"0 "},{"v":0,"d":"0 "},{"v":0,"d":"0 "},{"v":0,"d":"0 "},null,{"v":0,"d":"0 "},{"v":0,"d":"0 "},{"v":0,"d":"0 "},{"v":0,"d":"0 "},{"v":0,"d":"0 "},{"v":0,"d":"0 "},null,0,0,0,0,0,0,0,0,0]
["29402_令和2年度",340,17,20,2020,"令和2年度","29402","明日香村",null,{"v":0.5046841203683702,"d":"1 "},{"v":0.4197491939692432,"d":"0 "},{"v":1.0837478606970168,"d":"1 "},{"v":3.7544829669967497,"d":"4 "},{"v":5.199773023598014,"d":"5 "},{"v":4.447410981549537,"d":"4 "},{"v":5.074674707684995,"d":"5 "},{"v":0.32257411771549,"d":"0 "},{"v":0,"d":"0 "},{"v":0,"d":"0 "},null,{"v":138997,"d":"138,997 "},{"v":201,"d":"201 "},{"v":42,"d":"42 "},{"v":1285,"d":"1,285 "},{"v":2196,"d":"2,196 "},{"v":3178,"d":"3,178 "},{"v":1120,"d":"1,120 "},{"v":5471,"d":"5,471 "},{"v":0,"d":"0 "},{"v":0,"d":"0 "},null,{"v":864928.056871161,"d":"864,928 "},{"v":296348.858812454,"d":"296,349 "},{"v":301123.95689744246,"d":"301,124 "},{"v":7237878.630227644,"d":"7,237,879 "},{"v":9940317.474738153,"d":"9,940,317 "},null,null,{"v":714026.2840777764,"d":"714,026 "},null,null,{"v":19354623.26162463,"d":"19,354,623 "},null,{"v":11,"d":"11 "},{"v":0,"d":"0 "},{"v":0,"d":"0 "},{"v":0,"d":"0 "},{"v":0,"d":"0 "},{"v":0,"d":"0 "},null,null,{"v":35.1,"d":"35 "},{"v":0,"d":"0 "},{"v":0,"d":"0 "},{"v":0,"d":"0 "},{"v":0,"d":"0 "},{"v":0,"d":"0 "},null,null,{"v":0,"d":"0 "},{"v":0,"d":"0 "},{"v":0,"d":"0 "},{"v":0,"d":"0 "},{"v":0,"d":"0 "},{"v":0,"d":"0 "},null,{"v":0,"d":"0 "},{"v":0,"d":"0 "},{"v":0,"d":"0 "},{"v":0,"d":"0 "},{"v":0,"d":"0 "},{"v":0,"d":"0 "},null,0,0,0,0,0,0,0,0,0]
["29402_令和3年度",340,18,20,2021,"令和3年度","29402","明日香村",null,{"v":0.4202099914548299,"d":"0 "},{"v":0.440370090061667,"d":"0 "},{"v":1.2103563499218957,"d":"1 "},{"v":3.7849667973353758,"d":"4 "},{"v":5.2475048305885945,"d":"5 "},{"v":4.262249452488623,"d":"4 "},{"v":5.153090380905392,"d":"5 "},{"v":0.314181024905603,"d":"0 "},{"v":0,"d":"0 "},{"v":0,"d":"0 "},null,{"v":152123,"d":"152,123 "},{"v":201,"d":"201 "},{"v":42,"d":"42 "},{"v":1285,"d":"1,285 "},{"v":2218,"d":"2,218 "},{"v":3136,"d":"3,136 "},{"v":1109,"d":"1,109 "},{"v":5381,"d":"5,381 "},{"v":0,"d":"0 "},{"v":0,"d":"0 "},null,{"v":883116.3945448282,"d":"883,116 "},{"v":322437.68886008236,"d":"322,438 "},{"v":324774.72580346325,"d":"324,775 "},{"v":8388458.934532233,"d":"8,388,459 "},{"v":10676814.56554416,"d":"10,676,815 "},{"v":0,"d":"0 "},{"v":0,"d":"0 "},{"v":706330.9802937874,"d":"706,331 "},{"v":0,"d":"0 "},{"v":0,"d":"0 "},{"v":21301933.289578557,"d":"21,301,933 "},null,{"v":11,"d":"11 "},{"v":0,"d":"0 "},{"v":0,"d":"0 "},{"v":0,"d":"0 "},{"v":0,"d":"0 "},{"v":0,"d":"0 "},null,null,{"v":35.1,"d":"35 "},{"v":0,"d":"0 "},{"v":0,"d":"0 "},{"v":0,"d":"0 "},{"v":0,"d":"0 "},{"v":0,"d":"0 "},null,null,{"v":0,"d":"0 "},{"v":0,"d":"0 "},{"v":0,"d":"0 "},{"v":0,"d":"0 "},{"v":0,"d":"0 "},{"v":0,"d":"0 "},null,{"v":0,"d":"0 "},{"v":0,"d":"0 "},{"v":0,"d":"0 "},{"v":0,"d":"0 "},{"v":0,"d":"0 "},{"v":0,"d":"0 "},null,0,0,0,0,0,0,0,0,0]
["29402_令和4年度",340,19,20,2022,"令和4年度","29402","明日香村",null,{"v":0.46513941333677783,"d":"0 "},{"v":0.39636006036104443,"d":"0 "},{"v":1.0304264545022515,"d":"1 "},{"v":4.344752551603437,"d":"4 "},{"v":5.640352764174399,"d":"6 "},{"v":4.460319908478333,"d":"4 "},{"v":5.12148244418801,"d":"5 "},{"v":0.3113037271774616,"d":"0 "},{"v":0,"d":"0 "},{"v":0,"d":"0 "},null,{"v":155274,"d":"155,274 "},{"v":201,"d":"201 "},{"v":42,"d":"42 "},{"v":1285,"d":"1,285 "},{"v":2217,"d":"2,217 "},{"v":3118,"d":"3,118 "},{"v":1119,"d":"1,119 "},{"v":5288,"d":"5,288 "},{"v":0,"d":"0 "},{"v":0,"d":"0 "},null,{"v":792237.2003411052,"d":"792,237 "},{"v":311231.7517921924,"d":"311,232 "},{"v":318433.03197793086,"d":"318,433 "},{"v":8334196.636401653,"d":"8,334,197 "},{"v":10929058.322403306,"d":"10,929,058 "},{"v":0,"d":"0 "},{"v":0,"d":"0 "},{"v":682825.132824827,"d":"682,825 "},{"v":0,"d":"0 "},{"v":0,"d":"0 "},{"v":21367982.075741015,"d":"21,367,982 "},null,{"v":11,"d":"11 "},{"v":0,"d":"0 "},{"v":0,"d":"0 "},{"v":0,"d":"0 "},{"v":0,"d":"0 "},{"v":0,"d":"0 "},null,null,{"v":35.1,"d":"35 "},{"v":0,"d":"0 "},{"v":0,"d":"0 "},{"v":0,"d":"0 "},{"v":0,"d":"0 "},{"v":0,"d":"0 "}]
["29402_令和5年度",340,20,20,2023,"令和5年度","29402","明日香村",{"$nulls":35},{"v":11,"d":"11 "},{"v":0,"d":"0 "},{"v":0,"d":"0 "},{"v":0,"d":"0 "},{"v":0,"d":"0 "},{"v":0,"d":"0 "},null,null,{"v":35.1,"d":"35 "},{"v":0,"d":"0 "},{"v":0,"d":"0 "},{"v":0,"d":"0 "},{"v":0,"d":"0 "},{"v":0,"d":"0 "}]
["29402_令和6年度",340,21,20,2024,"令和6年度","29402","明日香村"]
["02307_平成2年度",358,1,22,1990,"平成2年度","02307","外ヶ浜町",null,{"v":40.11637957880949,"d":"40 "},{"v":2.086304318095835,"d":"2 "},{"v":16.63153683312846,"d":"17 "},{"v":4.484094167548276,"d":"4 "},{"v":14.66297447504574,"d":"15 "},{"v":5.625903749412715,"d":"6 "},{"v":8.570448617989806,"d":"9 "},{"v":0.656725837520128,"d":"1 "},{"v":0,"d":"0 "},{"v":0.7548896446627594,"d":"1 "},null,{"v":851241,"d":"851,241 "},{"v":643,"d":"643 "},{"v":219,"d":"219 "},{"v":1864,"d":"1,864 "},{"v":3220,"d":"3,220 "},{"v":2314,"d":"2,314 "},{"v":2081,"d":"2,081 "},{"v":10663,"d":"10,663 "},{"v":0,"d":"0 "},{"v":0.7548896446627594,"d":"1 "},{"$nulls":29},"","","","","","",null,"","","","","",""]
["02307_平成17年度",359,2,22,2005,"平成17年度","02307","外ヶ浜町",null,{"v":7.97922727539832,"d":"8 "},{"v":1.453933431635827,"d":"1 "},{"v":3.711972332278974,"d":"4 "},{"v":7.934328128738016,"d":"8 "},{"v":21.51100047614223,"d":"22 "},{"v":7.23791112226601,"d":"7 "},{"v":8.111234238459199,"d":"8 "},{"v":0.502598037819208,"d":"1 "},{"v":0,"d":"0 "},{"v":0,"d":"0 "},null,{"v":199264,"d":"199,264 "},{"v":490,"d":"490 "},{"v":38,"d":"38 "},{"v":1319,"d":"1,319 "},{"v":3282,"d":"3,282 "},{"v":3445,"d":"3,445 "},{"v":1613,"d":"1,613 "},{"v":8531,"d":"8,531 "},{"v":0,"d":"0 "},{"v":0,"d":"0 "},{"$nulls":29},"","","","","","",null,"","","","","",""]
["02307_平成18年度",360,3,22,2006,"平成18年度","02307","外ヶ浜町",null,"","","","","","","","","","",null,"","","","","","","","","","",null,"","","","","","","","","","",null,null,"","","","","","","",null,"","","","","","","",null,"","","","","","",null,"","","","","",""]
["02307_平成19年度",361,4,22,2007,"平成19年度","02307","外ヶ浜町",null,{"v":3.29855035453057,"d":"3 "},{"v":1.510453483349176,"d":"2 "},{"v":4.635032913193272,"d":"5 "},{"v":8.423058744638219,"d":"8 "},{"v":18.15255688158422,"d":"18 "},{"v":6.657352571986595,"d":"7 "},{"v":7.782308149430983,"d":"8 "},{"v":0.507954806948214,"d":"1 "},{"v":0,"d":"0 "},{"v":0,"d":"0 "},null,{"v":128007,"d":"128,007 "},{"v":475,"d":"475 "},{"v":55,"d":"55 "},{"v":1823,"d":"1,823 "},{"v":3217,"d":"3,217 "},{"v":3294,"d":"3,294 "},{"v":1524,"d":"1,524 "},{"v":8166,"d":"8,166 "},{"v":0,"d":"0 "},{"v":0,"d":"0 "},{"$nulls":29},"","","","","","",null,"","","","","",""]
["02307_平成20年度",362,5,22,2008,"平成20年度","02307","外ヶ浜町",null,{"v":3.656170578218414,"d":"4 "},{"v":1.088882249594748,"d":"1 "},{"v":4.122217344291145,"d":"4 "},{"v":8.877917416602191,"d":"9 "},{"v":17.15129849294834,"d":"17 "},{"v":6.384753608428809,"d":"6 "},{"v":7.42149201341512,"d":"7 "},{"v":0.48927053013686,"d":"0 "},{"v":0,"d":"0 "},{"v":0,"d":"0 "},null,{"v":155586,"d":"155,586 "},{"v":475,"d":"475 "},{"v":55,"d":"55 "},{"v":1823,"d":"1,823 "},{"v":3196,"d":"3,196 "},{"v":3270,"d":"3,270 "},{"v":1455,"d":"1,455 "},{"v":7995,"d":"7,995 "},{"v":0,"d":"0 "},{"v":0,"d":"0 "},{"$nulls":29},"","","","","","",null,"","","","","",""]
["02307_平成21年度",363,6,22,2009,"平成21年度","02307","外ヶ浜町",null,{"v":2.011339493745985,"d":"2 "},{"v":0.9064615866880978,"d":"1 "},{"v":3.5832714375967,"d":"4 "},{"v":8.432642032049728,"d":"8 "},{"v":17.34482609886458,"d":"17 "},{"v":6.446770610302328,"d":"6 "},{"v":7.174451732379237,"d":"7 "},{"v":0.452445798205529,"d":"0 "},{"v":0,"d":"0 "},{"v":0,"d":"0 "},null,{"v":80844,"d":"80,844 "},{"v":411,"d":"411 "},{"v":60,"d":"60 "},{"v":1771,"d":"1,771 "},{"v":3165,"d":"3,165 "},{"v":3259,"d":"3,259 "},{"v":1444,"d":"1,444 "},{"v":7761,"d":"7,761 "},{"v":0,"d":"0 "},{"v":0,"d":"0 "},{"$nulls":29},{"v":0,"d":"0 "},{"v":0,"d":"0 "},{"v":0,"d":"0 "},{"v":0,"d":"0 "},{"v":0,"d":"0 "},{"v":0,"d":"0 "},null,{"v":0,"d":"0 "},{"v":0,"d":"0 "},{"v":0,"d":"0 "},{"v":0,"d":"0 "},{"v":0,"d":"0 "},{"v":0,"d":"0 "},null,0,0,0,0,0,0,0,0,0]
["02307_平成22年度",364,7,22,2010,"平成22年度","02307","外ヶ浜町",null,{"v":2.38591727961575,"d":"2 "},{"v":1.053092678112852,"d":"1 "},{"v":3.307775989275633,"d":"3 "},{"v":8.013135551606865,"d":"8 "},{"v":17.65813649369881,"d":"18 "},{"v":6.381510422439018,"d":"6 "},{"v":7.195150568516717,"d":"7 "},{"v":0.461950270364487,"d":"0 "},{"v":0,"d":"0 "},{"v":0.2071229372379,"d":"0 "},null,{"v":94548,"d":"94,548 "},{"v":411,"d":"411 "},{"v":60,"d":"60 "},{"v":1771,"d":"1,771 "},{"v":3158,"d":"3,158 "},{"v":3241,"d":"3,241 "},{"v":1412,"d":"1,412 "},{"v":7593,"d":"7,593 "},{"v":0,"d":"0 "},{"v":0.2071229372379,"d":"0 "},{"$nulls":29},{"v":0,"d":"0 "},{"v":0,"d":"0 "},{"v":0,"d":"0 "},{"v":0,"d":"0 "},{"v":0,"d":"0 "},{"v":0,"d":"0 "},null,{"v":0,"d":"0 "},{"v":0,"d":"0 "},{"v":0,"d":"0 "},{"v":0,"d":"0 "},{"v":0,"d":"0 "},{"v":0,"d":"0 "},null,0,0,0,0,0,0,0,0,0]
["02307_平成23年度",365,8,22,2011,"平成23年度","02307","外ヶ浜町",null,{"v":5.330995443724677,"d":"5 "},{"v":1.224553985176027,"d":"1 "},{"v":2.994965746137857,"d":"3 "},{"v":9.439261997454809,"d":"9 "},{"v":19.90545402914931,"d":"20 "},{"v":6.205350316720987,"d":"6 "},{"v":6.794232474539248,"d":"7 "},{"v":0.515590726131382,"d":"1 "},{"v":0,"d":"0 "},{"v":1.0870312908224,"d":"1 "},null,{"v":200085,"d":"200,085 "},{"v":411,"d":"411 "},{"v":60,"d":"60 "},{"v":1771,"d":"1,771 "},{"v":3126,"d":"3,126 "},{"v":3220,"d":"3,220 "},{"v":1373,"d":"1,373 "},{"v":7347,"d":"7,347 "},{"v":0,"d":"0 "},{"v":1.0870312908224,"d":"1 "},{"$nulls":29},{"v":0,"d":"0 "},{"v":0,"d":"0 "},{"v":0,"d":"0 "},{"v":0,"d":"0 "},{"v":0,"d":"0 "},{"v":0,"d":"0 "},null,{"v":0,"d":"0 "},{"v":0,"d":"0 "},{"v":0,"d":"0 "},{"v":0,"d":"0 "},{"v":0,"d":"0 "},{"v":0,"d":"0 "},null,0,0,0,0,0,0,0,0,0]
["02307_平成24年度",366,9,22,2012,"平成24年度","02307","外ヶ浜町",null,{"v":4.026885129371387,"d":"4 "},{"v":1.346737260578726,"d":"1 "},{"v":2.918459271882573,"d":"3 "},{"v":10.23557135058208,"d":"10 "},{"v":19.69790360788939,"d":"20 "},{"v":6.101072550026553,"d":"6 "},{"v":6.748285885213237,"d":"7 "},{"v":0.543557319470104,"d":"1 "},{"v":0,"d":"0 "},{"v":0.6788207435856001,"d":"1 "},null,{"v":133807,"d":"133,807 "},{"v":411,"d":"411 "},{"v":60,"d":"60 "},{"v":1771,"d":"1,771 "},{"v":3088,"d":"3,088 "},{"v":3191,"d":"3,191 "},{"v":1356,"d":"1,356 "},{"v":7129,"d":"7,129 "},{"v":0,"d":"0 "},{"v":0.6788207435856001,"d":"1 "},{"$nulls":29},{"v":0,"d":"0 "},{"v":0,"d":"0 "},{"v":0,"d":"0 "},{"v":0,"d":"0 "},{"v":0,"d":"0 "},{"v":0,"d":"0 "},null,{"v":0,"d":"0 "},{"v":0,"d":"0 "},{"v":0,"d":"0 "},{"v":0,"d":"0 "},{"v":0,"d":"0 "},{"v":0,"d":"0 "},null,0,0,0,0,0,0,0,0,0]
["02307_平成25年度",367,10,22,2013,"平成25年度","02307","外ヶ浜町",null,{"v":3.967056100397057,"d":"4 "},{"v":1.244585886908172,"d":"1 "},{"v":2.518926307226322,"d":"3 "},{"v":9.54032584359769,"d":"10 "},{"v":19.1563674947988,"d":"19 "},{"v":5.796387432467374,"d":"6 "},{"v":6.7287552000882345,"d":"7 "},{"v":0.542412515311586,"d":"1 "},{"v":0,"d":"0 "},{"v":1.311707859,"d":"1 "},null,{"v":132043,"d":"132,043 "},{"v":411,"d":"411 "},{"v":60,"d":"60 "},{"v":1771,"d":"1,771 "},{"v":3058,"d":"3,058 "},{"v":3167,"d":"3,167 "},{"v":1347,"d":"1,347 "},{"v":7012,"d":"7,012 "},{"v":0,"d":"0 "},{"v":1.311707859,"d":"1 "},{"$nulls":29},{"v":0,"d":"0 "},{"v":0,"d":"0 "},{"v":0,"d":"0 "},{"v":0,"d":"0 "},{"v":0,"d":"0 "},{"v":0,"d":"0 "},null,{"v":0,"d":"0 "},{"v":0,"d":"0 "},{"v":0,"d":"0 "},{"v":0,"d":"0 "},{"v":0,"d":"0 "},{"v":0,"d":"0 "},null,0,0,0,0,0,0,0,0,0]
["02307_平成26年度",368,11,22,2014,"平成26年度","02307","外ヶ浜町",null,{"v":2.376894950072784,"d":"2 "},{"v":1.066533192421186,"d":"1 "},{"v":3.508333743078875,"d":"4 "},{"v":9.096247828911668,"d":"9 "},{"v":18.40302452656521,"d":"18 "},{"v":5.425279205212671,"d":"5 "},{"v":6.643218344535356,"d":"7 "},{"v":0.508166627400447,"d":"1 "},{"v":0,"d":"0 "},{"v":0.7819145750164,"d":"1 "},null,{"v":93242,"d":"93,242 "},{"v":320,"d":"320 "},{"v":69,"d":"69 "},{"v":1651,"d":"1,651 "},{"v":3061,"d":"3,061 "},{"v":3122,"d":"3,122 "},{"v":1323,"d":"1,323 "},{"v":6847,"d":"6,847 "},{"v":0,"d":"0 "},{"v":0.7819145750164,"d":"1 "},{"$nulls":13},{"v":11,"d":"11 "},{"v":0,"d":"0 "},{"v":2,"d":"2 "},{"v":1,"d":"1 "},{"v":0,"d":"0 "},{"v":0,"d":"0 "},null,null,{"v":46.5,"d":"47 "},{"v":0,"d":"0 "},{"v":4100,"d":"4,100 "},{"v":24,"d":"24 "},{"v":0,"d":"0 "},{"v":0,"d":"0 "},null,null,{"v":0,"d":"0 "},{"v":0,"d":"0 "},{"v":0,"d":"0 "},{"v":0,"d":"0 "},{"v":0,"d":"0 "},{"v":0,"d":"0 "},null,{"v":0,"d":"0 "},{"v":0,"d":"0 "},{"v":0,"d":"0 "},{"v":0,"d":"0 "},{"v":0,"d":"0 "},{"v":0,"d":"0 "},null,0,0,0,0,0,0,0,0,0]
["02307_平成27年度",369,12,22,2015,"平成27年度","02307","外ヶ浜町",null,{"v":7.803426035305527,"d":"8 "},{"v":1.027587940090094,"d":"1 "},{"v":3.100959548419813,"d":"3 "},{"v":7.874109274241649,"d":"8 "},{"v":16.88045769691443,"d":"17 "},{"v":5.290947206885214,"d":"5 "},{"v":6.457505619556242,"d":"6 "},{"v":0.482931564645578,"d":"0 "},{"v":0,"d":"0 "},{"v":0.7479461043326998,"d":"1 "},null,{"v":305655,"d":"305,655 "},{"v":320,"d":"320 "},{"v":69,"d":"69 "},{"v":1651,"d":"1,651 "},{"v":3031,"d":"3,031 "},{"v":3074,"d":"3,074 "},{"v":1285,"d":"1,285 "},{"v":6647,"d":"6,647 "},{"v":0,"d":"0 "},{"v":0.7479461043326998,"d":"1 "},null,{"v":4274058.28628131,"d":"4,274,058 "},{"v":801355.3036344252,"d":"801,355 "},{"v":466610.0680156683,"d":"466,610 "},{"v":10081530.10845333,"d":"10,081,530 "},{"v":16122878.44098594,"d":"16,122,878 "},{"v":0,"d":"0 "},{"v":0,"d":"0 "},{"v":910943.4668837042,"d":"910,943 "},{"v":0,"d":"0 "},{"v":0,"d":"0 "},{"v":32657375.674254376,"d":"32,657,376 "},null,{"v":12,"d":"12 "},{"v":0,"d":"0 "},{"v":3,"d":"3 "},{"v":1,"d":"1 "},{"v":0,"d":"0 "},{"v":0,"d":"0 "},null,null,{"v":54.5,"d":"55 "},{"v":0,"d":"0 "},{"v":6100,"d":"6,100 "},{"v":24,"d":"24 "},{"v":0,"d":"0 "},{"v":0,"d":"0 "},null,null,{"v":0,"d":"0 "},{"v":0,"d":"0 "},{"v":0,"d":"0 "},{"v":0,"d":"0 "},{"v":0,"d":"0 "},{"v":0,"d":"0 "},null,{"v":0,"d":"0 "},{"v":0,"d":"0 "},{"v":0,"d":"0 "},{"v":0,"d":"0 "},{"v":0,"d":"0 "},{"v":0,"d":"0 "},null,0,0,0,0,0,0,0,0,0]
["02307_平成28年度",370,13,22,2016,"平成28年度","02307","外ヶ浜町",null,{"v":2.011759452006372,"d":"2 "},{"v":0.9458461685036179,"d":"1 "},{"v":3.8531400561947247,"d":"4 "},{"v":7.409201383581647,"d":"7 "},{"v":18.1048165417381,"d":"18 "},{"v":5.190990563513519,"d":"5 "},{"v":6.3746431774876635,"d":"6 "},{"v":0.45564721166877553,"d":"0 "},{"v":0,"d":"0 "},{"v":0.7286019499744001,"d":"1 "},null,{"v":90198,"d":"90,198 "},{"v":320,"d":"320 "},{"v":69,"d":"69 "},{"v":1651,"d":"1,651 "},{"v":2997,"d":"2,997 "},{"v":3053,"d":"3,053 "},{"v":1312,"d":"1,312 "},{"v":6451,"d":"6,451 "},{"v":0,"d":"0 "},{"v":0.7286019499744001,"d":"1 "},null,{"v":1103004.884227755,"d":"1,103,005 "},{"v":751095.9757763775,"d":"751,096 "},{"v":427486.2912143851,"d":"427,486 "},{"v":10293319.56529967,"d":"10,293,320 "},{"v":16132178.98903097,"d":"16,132,179 "},{"v":0,"d":"0 "},{"v":0,"d":"0 "},{"v":884769.3344213943,"d":"884,769 "},{"v":0,"d":"0 "},{"v":0,"d":"0 "},{"v":29591855.03997055,"d":"29,591,855 "},null,{"v":14,"d":"14 "},{"v":1,"d":"1 "},{"v":3,"d":"3 "},{"v":1,"d":"1 "},{"v":0,"d":"0 "},{"v":0,"d":"0 "},null,null,{"v":63.7,"d":"64 "},{"v":49.5,"d":"50 "},{"v":6100,"d":"6,100 "},{"v":24,"d":"24 "},{"v":0,"d":"0 "},{"v":0,"d":"0 "},null,null,{"v":0,"d":"0 "},{"v":0,"d":"0 "},{"v":0,"d":"0 "},{"v":0,"d":"0 "},{"v":0,"d":"0 "},{"v":0,"d":"0 "},null,{"v":0,"d":"0 "},{"v":0,"d":"0 "},{"v":0,"d":"0 "},{"v":0,"d":"0 "},{"v":0,"d":"0 "},{"v":0,"d":"0 "},null,0,0,0,0,0,0,0,0,0]
["02307_平成29年度",371,14,22,2017,"平成29年度","02307","外ヶ浜町",null,{"v":7.032478240657133,"d":"7 "},{"v":1.035055515332144,"d":"1 "},{"v":3.760711782231578,"d":"4 "},{"v":6.606827776311223,"d":"7 "},{"v":16.217089687099786,"d":"16 "},{"v":5.089560496398525,"d":"5 "},{"v":6.088036962315732,"d":"6 "},{"v":0.429965768004759,"d":"0 "},{"v":0,"d":"0 "},{"v":0.819728964964,"d":"1 "},null,{"v":321783,"d":"321,783 "},{"v":320,"d":"320 "},{"v":69,"d":"69 "},{"v":1651,"d":"1,651 "},{"v":2966,"d":"2,966 "},{"v":3043,"d":"3,043 "},{"v":1261,"d":"1,261 "},{"v":6295,"d":"6,295 "},{"v":0,"d":"0 "},{"v":0.819728964964,"d":"1 "},null,{"v":4096803.236488692,"d":"4,096,803 "},{"v":804967.5124190673,"d":"804,968 "},{"v":578003.9710738006,"d":"578,004 "},{"v":9577823.735284576,"d":"9,577,824 "},{"v":16119140.50170855,"d":"16,119,141 "},{"v":0,"d":"0 "},{"v":0,"d":"0 "},{"v":864724.5232943262,"d":"864,725 "},{"v":0,"d":"0 "},{"v":0,"d":"0 "},{"v":32041463.48026901,"d":"32,041,463 "},null,{"v":16,"d":"16 "},{"v":2,"d":"2 "},{"v":3,"d":"3 "},{"v":1,"d":"1 "},{"v":0,"d":"0 "},{"v":0,"d":"0 "},null,null,{"v":75.7,"d":"76 "},{"v":99,"d":"99 "},{"v":6100,"d":"6,100 "},{"v":24,"d":"24 "},{"v":0,"d":"0 "},{"v":0,"d":"0 "},null,null,{"v":0,"d":"0 "},{"v":0,"d":"0 "},{"v":0,"d":"0 "},{"v":0,"d":"0 "},{"v":0,"d":"0 "},{"v":0,"d":"0 "},null,{"v":0,"d":"0 "},{"v":0,"d":"0 "},{"v":0,"d":"0 "},{"v":0,"d":"0 "},{"v":0,"d":"0 "},{"v":0,"d":"0 "},null,0,0,0,0,0,0,0,0,0]
["02307_平成30年度",372,15,22,2018,"平成30年度","02307","外ヶ浜町",null,{"v":8.614745864288226,"d":"9 "},{"v":0.9658822159168692,"d":"1 "},{"v":3.4705380647039528,"d":"3 "},{"v":7.162389169239585,"d":"7 "},{"v":15.364363540863406,"d":"15 "},{"v":4.83803203135247,"d":"5 "},{"v":5.860139216461198,"d":"6 "},{"v":0.384848420284569,"d":"0 "},{"v":0,"d":"0 "},{"v":0.7931385530109999,"d":"1 "},null,{"v":366222,"d":"366,222 "},{"v":320,"d":"320 "},{"v":69,"d":"69 "},{"v":1651,"d":"1,651 "},{"v":2903,"d":"2,903 "},{"v":2948,"d":"2,948 "},{"v":1226,"d":"1,226 "},{"v":6072,"d":"6,072 "},{"v":0,"d":"0 "},{"v":0.7931385530109999,"d":"1 "},null,{"v":4986829.992213077,"d":"4,986,830 "},{"v":737972.440075906,"d":"737,972 "},{"v":550080.816640936,"d":"550,081 "},{"v":10134327.35319716,"d":"10,134,327 "},{"v":14332482.14075292,"d":"14,332,482 "},{"v":0,"d":"0 "},{"v":0,"d":"0 "},{"v":835817.5442411319,"d":"835,818 "},{"v":0,"d":"0 "},{"v":0,"d":"0 "},{"v":31577510.287121132,"d":"31,577,510 "},null,{"v":16,"d":"16 "},{"v":2,"d":"2 "},{"v":3,"d":"3 "},{"v":1,"d":"1 "},{"v":0,"d":"0 "},{"v":0,"d":"0 "},null,null,{"v":76,"d":"76 "},{"v":99,"d":"99 "},{"v":6100,"d":"6,100 "},{"v":24,"d":"24 "},{"v":0,"d":"0 "},{"v":0,"d":"0 "},null,null,{"v":0,"d":"0 "},{"v":0,"d":"0 "},{"v":0,"d":"0 "},{"v":0,"d":"0 "},{"v":0,"d":"0 "},{"v":0,"d":"0 "},null,{"v":0,"d":"0 "},{"v":0,"d":"0 "},{"v":0,"d":"0 "},{"v":0,"d":"0 "},{"v":0,"d":"0 "},{"v":0,"d":"0 "},null,0,0,0,0,0,0,0,0,0]
["02307_令和元年度",373,16,22,2019,"令和元年度","02307","外ヶ浜町",null,{"v":8.184368582751809,"d":"8 "},{"v":0.857108560445972,"d":"1 "},{"v":3.5067878525118386,"d":"4 "},{"v":6.632628596055199,"d":"7 "},{"v":14.895846892410727,"d":"15 "},{"v":4.620911073979461,"d":"5 "},{"v":5.4420040217920445,"d":"5 "},{"v":0.364152005528993,"d":"0 "},{"v":0,"d":"0 "},{"v":0.7314435479203999,"d":"1 "},null,{"v":349514,"d":"349,514 "},{"v":320,"d":"320 "},{"v":69,"d":"69 "},{"v":1651,"d":"1,651 "},{"v":2865,"d":"2,865 "},{"v":2893,"d":"2,893 "},{"v":1130,"d":"1,130 "},{"v":5901,"d":"5,901 "},{"v":0,"d":"0 "},{"v":0.7314435479203999,"d":"1 "},null,{"v":4615304.191393408,"d":"4,615,304 "},{"v":646416.1975884741,"d":"646,416 "},{"v":584018.645397751,"d":"584,019 "},{"v":9682014.11433068,"d":"9,682,014 "},{"v":14400739.30161891,"d":"14,400,739 "},{"v":0,"d":"0 "},{"v":0,"d":"0 "},{"v":803671.7772957837,"d":"803,672 "},{"v":0,"d":"0 "},{"v":0,"d":"0 "},{"v":30732164.227625005,"d":"30,732,164 "},null,{"v":18,"d":"18 "},{"v":2,"d":"2 "},{"v":3,"d":"3 "},{"v":1,"d":"1 "},{"v":0,"d":"0 "},{"v":0,"d":"0 "},null,null,{"v":91,"d":"91 "},{"v":99,"d":"99 "},{"v":6100,"d":"6,100 "},{"v":24,"d":"24 "},{"v":0,"d":"0 "},{"v":0,"d":"0 "},null,null,{"v":0,"d":"0 "},{"v":0,"d":"0 "},{"v":0,"d":"0 "},{"v":0,"d":"0 "},{"v":0,"d":"0 "},{"v":0,"d":"0 "},null,{"v":0,"d":"0 "},{"v":0,"d":"0 "},{"v":0,"d":"0 "},{"v":0,"d":"0 "},{"v":0,"d":"0 "},{"v":0,"d":"0 "},null,0,0,0,0,0,0,0,0,0]
["02307_令和2年度",374,17,22,2020,"令和2年度","02307","外ヶ浜町",null,{"v":8.470293001926883,"d":"8 "},{"v":0.7948697301329283,"d":"1 "},{"v":12.324839310356785,"d":"12 "},{"v":5.185512843579704,"d":"5 "},{"v":12.843187239124072,"d":"13 "},{"v":3.957608010013245,"d":"4 "},{"v":5.038427031201531,"d":"5 "},{"v":0.338080787969406,"d":"0 "},{"v":0,"d":"0 "},{"v":0.8249228134,"d":"1 "},null,{"v":426523,"d":"426,523 "},{"v":265,"d":"265 "},{"v":262,"d":"262 "},{"v":1401,"d":"1,401 "},{"v":2823,"d":"2,823 "},{"v":2828,"d":"2,828 "},{"v":1112,"d":"1,112 "},{"v":5734,"d":"5,734 "},{"v":0,"d":"0 "},{"v":0.8249228134,"d":"1 "},null,{"v":4991038.447330291,"d":"4,991,038 "},{"v":612376.3497079818,"d":"612,376 "},{"v":2149085.412795949,"d":"2,149,085 "},{"v":7917395.806396039,"d":"7,917,396 "},{"v":13569833.44484935,"d":"13,569,833 "},null,null,{"v":748350.7060687204,"d":"748,351 "},null,null,{"v":29988080.167148333,"d":"29,988,080 "},null,{"v":21,"d":"21 "},{"v":2,"d":"2 "},{"v":3,"d":"3 "},{"v":1,"d":"1 "},{"v":0,"d":"0 "},{"v":0,"d":"0 "},null,null,{"v":109.2,"d":"109 "},{"v":99,"d":"99 "},{"v":6100,"d":"6,100 "},{"v":24,"d":"24 "},{"v":0,"d":"0 "},{"v":0,"d":"0 "},null,null,{"v":0,"d":"0 "},{"v":0,"d":"0 "},{"v":0,"d":"0 "},{"v":0,"d":"0 "},{"v":0,"d":"0 "},{"v":0,"d":"0 "},null,{"v":0,"d":"0 "},{"v":0,"d":"0 "},{"v":0,"d":"0 "},{"v":0,"d":"0 "},{"v":0,"d":"0 "},{"v":0,"d":"0 "},null,0,0,0,0,0,0,0,0,0]
["02307_令和3年度",374,18,22,2021,"令和3年度","02307","外ヶ浜町",null,{"v":6.81823226889865,"d":"7 "},{"v":0.9421451699794362,"d":"1 "},{"v":9.83093032525848,"d":"10 "},{"v":5.902371862054105,"d":"6 "},{"v":12.707535486330114,"d":"13 "},{"v":3.7389822205982797,"d":"4 "},{"v":5.055511572971206,"d":"5 "},{"v":0.322355219941244,"d":"0 "},{"v":0,"d":"0 "},{"v":0.720045328288,"d":"1 "},null,{"v":316904,"d":"316,904 "},{"v":265,"d":"265 "},{"v":262,"d":"262 "},{"v":1401,"d":"1,401 "},{"v":2761,"d":"2,761 "},{"v":2751,"d":"2,751 "},{"v":1088,"d":"1,088 "},{"v":5521,"d":"5,521 "},{"v":0,"d":"0 "},{"v":0.720045328288,"d":"1 "},null,{"v":4020640.8036743044,"d":"4,020,641 "},{"v":678034.9945540099,"d":"678,035 "},{"v":1649306.2869315213,"d":"1,649,306 "},{"v":8888582.351450812,"d":"8,888,582 "},{"v":13747162.06487884,"d":"13,747,162 "},{"v":0,"d":"0 "},{"v":0,"d":"0 "},{"v":724707.9245868799,"d":"724,708 "},{"v":0,"d":"0 "},{"v":0,"d":"0 "},{"v":29708434.426076367,"d":"29,708,434 "},null,{"v":22,"d":"22 "},{"v":2,"d":"2 "},{"v":5,"d":"5 "},{"v":1,"d":"1 "},{"v":0,"d":"0 "},{"v":0,"d":"0 "},null,null,{"v":114.2,"d":"114 "},{"v":99,"d":"99 "},{"v":6139,"d":"6,139 "},{"v":24,"d":"24 "},{"v":0,"d":"0 "},{"v":0,"d":"0 "},null,null,{"v":0,"d":"0 "},{"v":0,"d":"0 "},{"v":0,"d":"0 "},{"v":0,"d":"0 "},{"v":0,"d":"0 "},{"v":0,"d":"0 "},null,{"v":0,"d":"0 "},{"v":0,"d":"0 "},{"v":0,"d":"0 "},{"v":0,"d":"0 "},{"v":0,"d":"0 "},{"v":0,"d":"0 "},null,0,0,0,0,0,0,0,0,0]
["02307_令和4年度",374,19,22,2022,"令和4年度","02307","外ヶ浜町",null,{"v":7.59798527029507,"d":"8 "},{"v":0.8618067548042521,"d":"1 "},{"v":9.929950067659329,"d":"10 "},{"v":5.630267918978959,"d":"6 "},{"v":13.233159760469663,"d":"13 "},{"v":3.8466325317184857,"d":"4 "},{"v":4.920101543790984,"d":"5 "},{"v":0.3154246161529575,"d":"0 "},{"v":0,"d":"0 "},{"v":0.744614317552,"d":"1 "},null,{"v":449060,"d":"449,060 "},{"v":265,"d":"265 "},{"v":262,"d":"262 "},{"v":1401,"d":"1,401 "},{"v":2716,"d":"2,716 "},{"v":2689,"d":"2,689 "},{"v":1075,"d":"1,075 "},{"v":5358,"d":"5,358 "},{"v":0,"d":"0 "},{"v":0.744614317552,"d":"1 "},null,{"v":4456357.943517932,"d":"4,456,358 "},{"v":710663.6346134002,"d":"710,664 "},{"v":2020242.3930092354,"d":"2,020,242 "},{"v":8323676.102292976,"d":"8,323,676 "},{"v":15560354.272379229,"d":"15,560,354 "},{"v":0,"d":"0 "},{"v":0,"d":"0 "},{"v":691864.0434333252,"d":"691,864 "},{"v":0,"d":"0 "},{"v":0,"d":"0 "},{"v":31763158.3892461,"d":"31,763,158 "},null,{"v":24,"d":"24 "},{"v":2,"d":"2 "},{"v":5,"d":"5 "},{"v":1,"d":"1 "},{"v":0,"d":"0 "},{"v":0,"d":"0 "},null,null,{"v":127.70000000000002,"d":"128 "},{"v":99,"d":"99 "},{"v":6139,"d":"6,139 "},{"v":24,"d":"24 "},{"v":0,"d":"0 "},{"v":0,"d":"0 "}]
["02307_令和5年度",374,20,22,2023,"令和5年度","02307","外ヶ浜町",{"$nulls":35},{"v":26,"d":"26 "},{"v":2,"d":"2 "},{"v":5,"d":"5 "},{"v":1,"d":"1 "},{"v":0,"d":"0 "},{"v":0,"d":"0 "},null,null,{"v":139.50000000000003,"d":"140 "},{"v":99,"d":"99 "},{"v":6139,"d":"6,139 "},{"v":24,"d":"24 "},{"v":0,"d":"0 "},{"v":0,"d":"0 "}]
["02307_令和6年度",374,21,22,2024,"令和6年度","02307","外ヶ浜町"]
["01604_平成2年度",341,1,21,1990,"平成2年度","01604","新冠町",null,{"v":10.56931988454589,"d":"11 "},{"v":2.650706313979056,"d":"3 "},{"v":72.3292266110897,"d":"72 "},{"v":3.414589850190688,"d":"3 "},{"v":10.71397291225217,"d":"11 "},{"v":5.528653900676109,"d":"6 "},{"v":8.796962156668055,"d":"9 "},{"v":0.427860301345993,"d":"0 "},{"v":0,"d":"0 "},{"v":0.3484119702667441,"d":"0 "},null,{"v":296749,"d":"296,749 "},{"v":485,"d":"485 "},{"v":846,"d":"846 "},{"v":1145,"d":"1,145 "},{"v":2292,"d":"2,292 "},{"v":2274,"d":"2,274 "},{"v":2136,"d":"2,136 "},{"v":6947,"d":"6,947 "},{"v":0,"d":"0 "},{"v":0.3484119702667441,"d":"0 "},{"$nulls":29},"","","","","","",null,"","","","","",""]
["01604_平成17年度",342,2,21,2005,"平成17年度","01604","新冠町",null,{"v":4.76924742219872,"d":"5 "},{"v":1.64898120890991,"d":"2 "},{"v":68.13150898759264,"d":"68 "},{"v":5.683598431760209,"d":"6 "},{"v":12.83118022411276,"d":"13 "},{"v":7.132861613960262,"d":"7 "},{"v":8.855476437648262,"d":"9 "},{"v":0.361262591479004,"d":"0 "},{"v":0,"d":"0 "},{"v":0.4928692001450229,"d":"0 "},null,{"v":147300,"d":"147,300 "},{"v":503,"d":"503 "},{"v":605,"d":"605 "},{"v":923,"d":"923 "},{"v":2616,"d":"2,616 "},{"v":3395,"d":"3,395 "},{"v":1761,"d":"1,761 "},{"v":6132,"d":"6,132 "},{"v":0,"d":"0 "},{"v":0.4928692001450229,"d":"0 "},{"$nulls":29},"","","","","","",null,"","","","","",""]
["01604_平成18年度",343,3,21,2006,"平成18年度","01604","新冠町",null,"","","","","","","","","","",null,"","","","","","","","","","",null,"","","","","","","","","","",null,null,"","","","","","","",null,"","","","","","","",null,"","","","","","",null,"","","","","",""]
["01604_平成19年度",344,4,21,2007,"平成19年度","01604","新冠町",null,{"v":4.102470177807456,"d":"4 "},{"v":1.307421647808454,"d":"1 "},{"v":50.22611574395012,"d":"50 "},{"v":6.25827934697678,"d":"6 "},{"v":12.69966298093334,"d":"13 "},{"v":6.649268355141438,"d":"7 "},{"v":8.941483969589012,"d":"9 "},{"v":0.370049368911943,"d":"0 "},{"v":0,"d":"0 "},{"v":0.3563996837515814,"d":"0 "},null,{"v":134726,"d":"134,726 "},{"v":435,"d":"435 "},{"v":612,"d":"612 "},{"v":1273,"d":"1,273 "},{"v":2596,"d":"2,596 "},{"v":3290,"d":"3,290 "},{"v":1751,"d":"1,751 "},{"v":5949,"d":"5,949 "},{"v":0,"d":"0 "},{"v":0.3563996837515814,"d":"0 "},{"$nulls":29},"","","","","","",null,"","","","","",""]
["01604_平成20年度",345,5,21,2008,"平成20年度","01604","新冠町",null,{"v":4.02563389333968,"d":"4 "},{"v":1.147468381430429,"d":"1 "},{"v":43.36835531437837,"d":"43 "},{"v":7.322792859417143,"d":"7 "},{"v":12.89043128031035,"d":"13 "},{"v":6.498000002706751,"d":"6 "},{"v":8.53854132677451,"d":"9 "},{"v":0.361123877215461,"d":"0 "},{"v":0,"d":"0 "},{"v":0.4115756514886373,"d":"0 "},null,{"v":138904,"d":"138,904 "},{"v":435,"d":"435 "},{"v":612,"d":"612 "},{"v":1273,"d":"1,273 "},{"v":2600,"d":"2,600 "},{"v":3328,"d":"3,328 "},{"v":1674,"d":"1,674 "},{"v":5901,"d":"5,901 "},{"v":0,"d":"0 "},{"v":0.4115756514886373,"d":"0 "},{"$nulls":29},"","","","","","",null,"","","","","",""]
["01604_平成21年度",346,6,21,2009,"平成21年度","01604","新冠町",null,{"v":3.711513692452651,"d":"4 "},{"v":0.7602819246227137,"d":"1 "},{"v":37.66025304013225,"d":"38 "},{"v":6.130875457540041,"d":"6 "},{"v":11.16991237810237,"d":"11 "},{"v":6.642606845472604,"d":"7 "},{"v":8.21285921996044,"d":"8 "},{"v":0.341739114686356,"d":"0 "},{"v":0,"d":"0 "},{"v":0.2608465626096905,"d":"0 "},null,{"v":129328,"d":"129,328 "},{"v":353,"d":"353 "},{"v":609,"d":"609 "},{"v":1346,"d":"1,346 "},{"v":2623,"d":"2,623 "},{"v":3358,"d":"3,358 "},{"v":1653,"d":"1,653 "},{"v":5862,"d":"5,862 "},{"v":0,"d":"0 "},{"v":0.2608465626096905,"d":"0 "},{"$nulls":29},{"v":0,"d":"0 "},{"v":0,"d":"0 "},{"v":0,"d":"0 "},{"v":0,"d":"0 "},{"v":0,"d":"0 "},{"v":0,"d":"0 "},null,{"v":0,"d":"0 "},{"v":0,"d":"0 "},{"v":0,"d":"0 "},{"v":0,"d":"0 "},{"v":0,"d":"0 "},{"v":0,"d":"0 "},null,0,0,0,0,0,0,0,0,0]
["01604_平成22年度",347,7,21,2010,"平成22年度","01604","新冠町",null,{"v":2.673833255888556,"d":"3 "},{"v":0.7929027516507543,"d":"1 "},{"v":34.28597922058506,"d":"34 "},{"v":5.487988594464452,"d":"5 "},{"v":10.95773314254166,"d":"11 "},{"v":6.698518499579618,"d":"7 "},{"v":8.397739473736225,"d":"8 "},{"v":0.354569495019654,"d":"0 "},{"v":0,"d":"0 "},{"v":0.5027173496783248,"d":"1 "},null,{"v":104296,"d":"104,296 "},{"v":353,"d":"353 "},{"v":609,"d":"609 "},{"v":1346,"d":"1,346 "},{"v":2617,"d":"2,617 "},{"v":3402,"d":"3,402 "},{"v":1648,"d":"1,648 "},{"v":5828,"d":"5,828 "},{"v":0,"d":"0 "},{"v":0.5027173496783248,"d":"1 "},{"$nulls":29},{"v":0,"d":"0 "},{"v":0,"d":"0 "},{"v":0,"d":"0 "},{"v":0,"d":"0 "},{"v":0,"d":"0 "},{"v":0,"d":"0 "},null,{"v":0,"d":"0 "},{"v":0,"d":"0 "},{"v":0,"d":"0 "},{"v":0,"d":"0 "},{"v":0,"d":"0 "},{"v":0,"d":"0 "},null,0,0,0,0,0,0,0,0,0]
["01604_平成23年度",348,8,21,2011,"平成23年度","01604","新冠町",null,{"v":0,"d":"0 "},{"v":1.111004240185369,"d":"1 "},{"v":31.99131685523401,"d":"32 "},{"v":6.932872512425178,"d":"7 "},{"v":13.36094961303108,"d":"13 "},{"v":6.59270292965916,"d":"7 "},{"v":7.922480838847295,"d":"8 "},{"v":0.405693478666873,"d":"0 "},{"v":0,"d":"0 "},{"v":0.4963777690395059,"d":"0 "},null,{"v":0,"d":"0 "},{"v":353,"d":"353 "},{"v":609,"d":"609 "},{"v":1346,"d":"1,346 "},{"v":2651,"d":"2,651 "},{"v":3421,"d":"3,421 "},{"v":1601,"d":"1,601 "},{"v":5781,"d":"5,781 "},{"v":0,"d":"0 "},{"v":0.4963777690395059,"d":"0 "},{"$nulls":29},{"v":0,"d":"0 "},{"v":0,"d":"0 "},{"v":0,"d":"0 "},{"v":0,"d":"0 "},{"v":0,"d":"0 "},{"v":0,"d":"0 "},null,{"v":0,"d":"0 "},{"v":0,"d":"0 "},{"v":0,"d":"0 "},{"v":0,"d":"0 "},{"v":0,"d":"0 "},{"v":0,"d":"0 "},null,0,0,0,0,0,0,0,0,0]
["01604_平成24年度",349,9,21,2012,"平成24年度","01604","新冠町",null,{"v":0,"d":"0 "},{"v":1.251589245796663,"d":"1 "},{"v":32.27828741972836,"d":"32 "},{"v":8.610605632360228,"d":"9 "},{"v":14.89859125617777,"d":"15 "},{"v":6.613478517875852,"d":"7 "},{"v":8.03225178372726,"d":"8 "},{"v":0.442378954631161,"d":"0 "},{"v":0,"d":"0 "},{"v":0.8435914462761199,"d":"1 "},null,{"v":0,"d":"0 "},{"v":353,"d":"353 "},{"v":609,"d":"609 "},{"v":1346,"d":"1,346 "},{"v":2691,"d":"2,691 "},{"v":3459,"d":"3,459 "},{"v":1614,"d":"1,614 "},{"v":5802,"d":"5,802 "},{"v":0,"d":"0 "},{"v":0.8435914462761199,"d":"1 "},{"$nulls":29},{"v":0,"d":"0 "},{"v":0,"d":"0 "},{"v":0,"d":"0 "},{"v":0,"d":"0 "},{"v":0,"d":"0 "},{"v":0,"d":"0 "},null,{"v":0,"d":"0 "},{"v":0,"d":"0 "},{"v":0,"d":"0 "},{"v":0,"d":"0 "},{"v":0,"d":"0 "},{"v":0,"d":"0 "},null,0,0,0,0,0,0,0,0,0]
["01604_平成25年度",350,10,21,2013,"平成25年度","01604","新冠町",null,{"v":0,"d":"0 "},{"v":1.034442780780047,"d":"1 "},{"v":28.50427298693249,"d":"29 "},{"v":8.0080691021865,"d":"8 "},{"v":14.40115767877565,"d":"14 "},{"v":6.4369733501698,"d":"6 "},{"v":8.132452461576575,"d":"8 "},{"v":0.446801866577256,"d":"0 "},{"v":0,"d":"0 "},{"v":0.7657507261213362,"d":"1 "},null,{"v":0,"d":"0 "},{"v":353,"d":"353 "},{"v":609,"d":"609 "},{"v":1346,"d":"1,346 "},{"v":2684,"d":"2,684 "},{"v":3517,"d":"3,517 "},{"v":1628,"d":"1,628 "},{"v":5776,"d":"5,776 "},{"v":0,"d":"0 "},{"v":0.7657507261213362,"d":"1 "},{"$nulls":29},{"v":0,"d":"0 "},{"v":0,"d":"0 "},{"v":0,"d":"0 "},{"v":0,"d":"0 "},{"v":0,"d":"0 "},{"v":0,"d":"0 "},null,{"v":0,"d":"0 "},{"v":0,"d":"0 "},{"v":0,"d":"0 "},{"v":0,"d":"0 "},{"v":0,"d":"0 "},{"v":0,"d":"0 "},null,0,0,0,0,0,0,0,0,0]
["01604_平成26年度",351,11,21,2014,"平成26年度","01604","新冠町",null,{"v":2.860830778747132,"d":"3 "},{"v":1.055646250504684,"d":"1 "},{"v":30.44643312324869,"d":"30 "},{"v":8.122941797471642,"d":"8 "},{"v":15.32282562864308,"d":"15 "},{"v":6.162088424626564,"d":"6 "},{"v":8.325363579168268,"d":"8 "},{"v":0.425636864048717,"d":"0 "},{"v":0,"d":"0 "},{"v":0.6469058103728523,"d":"1 "},null,{"v":113870,"d":"113,870 "},{"v":313,"d":"313 "},{"v":664,"d":"664 "},{"v":1298,"d":"1,298 "},{"v":2697,"d":"2,697 "},{"v":3546,"d":"3,546 "},{"v":1658,"d":"1,658 "},{"v":5735,"d":"5,735 "},{"v":0,"d":"0 "},{"v":0.6469058103728523,"d":"1 "},{"$nulls":13},{"v":33,"d":"33 "},{"v":6,"d":"6 "},{"v":0,"d":"0 "},{"v":0,"d":"0 "},{"v":0,"d":"0 "},{"v":0,"d":"0 "},null,null,{"v":142.829,"d":"143 "},{"v":260.1,"d":"260 "},{"v":0,"d":"0 "},{"v":0,"d":"0 "},{"v":0,"d":"0 "},{"v":0,"d":"0 "},null,null,{"v":0,"d":"0 "},{"v":0,"d":"0 "},{"v":0,"d":"0 "},{"v":0,"d":"0 "},{"v":0,"d":"0 "},{"v":0,"d":"0 "},null,{"v":0,"d":"0 "},{"v":0,"d":"0 "},{"v":0,"d":"0 "},{"v":0,"d":"0 "},{"v":0,"d":"0 "},{"v":0,"d":"0 "},null,0,0,0,0,0,0,0,0,0]
["01604_平成27年度",352,12,21,2015,"平成27年度","01604","新冠町",null,{"v":6.453173496367812,"d":"6 "},{"v":1.012255016863123,"d":"1 "},{"v":32.04804714778158,"d":"32 "},{"v":7.859537877045025,"d":"8 "},{"v":14.2861390537095,"d":"14 "},{"v":6.1653132384719695,"d":"6 "},{"v":8.352042287706205,"d":"8 "},{"v":0.416525749979404,"d":"0 "},{"v":0,"d":"0 "},{"v":0.4423417090873973,"d":"0 "},null,{"v":257527,"d":"257,527 "},{"v":313,"d":"313 "},{"v":664,"d":"664 "},{"v":1298,"d":"1,298 "},{"v":2732,"d":"2,732 "},{"v":3582,"d":"3,582 "},{"v":1662,"d":"1,662 "},{"v":5733,"d":"5,733 "},{"v":0,"d":"0 "},{"v":0.4423417090873973,"d":"0 "},null,{"v":1987413.263425784,"d":"1,987,413 "},{"v":674384.4035090776,"d":"674,384 "},{"v":4143872.246120243,"d":"4,143,872 "},{"v":8255385.351159364,"d":"8,255,385 "},{"v":12100158.10358025,"d":"12,100,158 "},{"v":0,"d":"0 "},{"v":0,"d":"0 "},{"v":785683.6009695013,"d":"785,684 "},{"v":0,"d":"0 "},{"v":0,"d":"0 "},{"v":27946896.96876422,"d":"27,946,897 "},null,{"v":37,"d":"37 "},{"v":8,"d":"8 "},{"v":0,"d":"0 "},{"v":0,"d":"0 "},{"v":0,"d":"0 "},{"v":0,"d":"0 "},null,null,{"v":173.929,"d":"174 "},{"v":543.1,"d":"543 "},{"v":0,"d":"0 "},{"v":0,"d":"0 "},{"v":0,"d":"0 "},{"v":0,"d":"0 "},null,null,{"v":0,"d":"0 "},{"v":0,"d":"0 "},{"v":0,"d":"0 "},{"v":0,"d":"0 "},{"v":0,"d":"0 "},{"v":0,"d":"0 "},null,{"v":0,"d":"0 "},{"v":0,"d":"0 "},{"v":0,"d":"0 "},{"v":0,"d":"0 "},{"v":0,"d":"0 "},{"v":0,"d":"0 "},null,0,0,0,0,0,0,0,0,0]
["01604_平成28年度",353,13,21,2016,"平成28年度","01604","新冠町",null,{"v":2.883738720417029,"d":"3 "},{"v":0.9548379465911356,"d":"1 "},{"v":34.4628089786447,"d":"34 "},{"v":6.738642229836977,"d":"7 "},{"v":14.597190148851153,"d":"15 "},{"v":6.127851290829585,"d":"6 "},{"v":8.44445872139753,"d":"8 "},{"v":0.4026025587524446,"d":"0 "},{"v":0,"d":"0 "},{"v":0.75863194361198,"d":"1 "},null,{"v":109542,"d":"109,542 "},{"v":313,"d":"313 "},{"v":664,"d":"664 "},{"v":1298,"d":"1,298 "},{"v":2745,"d":"2,745 "},{"v":3604,"d":"3,604 "},{"v":1738,"d":"1,738 "},{"v":5700,"d":"5,700 "},{"v":0,"d":"0 "},{"v":0.75863194361198,"d":"1 "},null,{"v":903666.2793089786,"d":"903,666 "},{"v":642826.2554005394,"d":"642,826 "},{"v":3512135.920390255,"d":"3,512,136 "},{"v":8240520.518870235,"d":"8,240,521 "},{"v":12076161.65611963,"d":"12,076,162 "},{"v":0,"d":"0 "},{"v":0,"d":"0 "},{"v":781767.9749189191,"d":"781,768 "},{"v":0,"d":"0 "},{"v":0,"d":"0 "},{"v":26157078.605008557,"d":"26,157,079 "},null,{"v":39,"d":"39 "},{"v":7,"d":"7 "},{"v":0,"d":"0 "},{"v":0,"d":"0 "},{"v":0,"d":"0 "},{"v":0,"d":"0 "},null,null,{"v":181.729,"d":"182 "},{"v":293.1,"d":"293 "},{"v":0,"d":"0 "},{"v":0,"d":"0 "},{"v":0,"d":"0 "},{"v":0,"d":"0 "},null,null,{"v":0,"d":"0 "},{"v":0,"d":"0 "},{"v":0,"d":"0 "},{"v":0,"d":"0 "},{"v":0,"d":"0 "},{"v":0,"d":"0 "},null,{"v":0,"d":"0 "},{"v":0,"d":"0 "},{"v":0,"d":"0 "},{"v":0,"d":"0 "},{"v":0,"d":"0 "},{"v":0,"d":"0 "},null,0,0,0,0,0,0,0,0,0]
["01604_平成29年度",354,14,21,2017,"平成29年度","01604","新冠町",null,{"v":2.7266318779389507,"d":"3 "},{"v":0.975701415424818,"d":"1 "},{"v":31.10992419045211,"d":"31 "},{"v":6.756768978551978,"d":"7 "},{"v":14.273785789428512,"d":"14 "},{"v":6.139920007321388,"d":"6 "},{"v":8.47786907678543,"d":"8 "},{"v":0.380719490207867,"d":"0 "},{"v":0,"d":"0 "},{"v":1.0435774472418455,"d":"1 "},null,{"v":101915,"d":"101,915 "},{"v":313,"d":"313 "},{"v":664,"d":"664 "},{"v":1298,"d":"1,298 "},{"v":2743,"d":"2,743 "},{"v":3671,"d":"3,671 "},{"v":1756,"d":"1,756 "},{"v":5574,"d":"5,574 "},{"v":0,"d":"0 "},{"v":1.043577447241846,"d":"1 "},null,{"v":826150.8522884126,"d":"826,151 "},{"v":644694.0180482956,"d":"644,694 "},{"v":4290445.621885167,"d":"4,290,446 "},{"v":8036644.854124212,"d":"8,036,645 "},{"v":10942687.09564925,"d":"10,942,687 "},{"v":0,"d":"0 "},{"v":0,"d":"0 "},{"v":765683.0012458416,"d":"765,683 "},{"v":0,"d":"0 "},{"v":0,"d":"0 "},{"v":25506305.44324118,"d":"25,506,305 "},null,{"v":41,"d":"41 "},{"v":8,"d":"8 "},{"v":0,"d":"0 "},{"v":0,"d":"0 "},{"v":0,"d":"0 "},{"v":0,"d":"0 "},null,null,{"v":196.229,"d":"196 "},{"v":543.1,"d":"543 "},{"v":0,"d":"0 "},{"v":0,"d":"0 "},{"v":0,"d":"0 "},{"v":0,"d":"0 "},null,null,{"v":0,"d":"0 "},{"v":0,"d":"0 "},{"v":0,"d":"0 "},{"v":0,"d":"0 "},{"v":0,"d":"0 "},{"v":0,"d":"0 "},null,{"v":0,"d":"0 "},{"v":0,"d":"0 "},{"v":0,"d":"0 "},{"v":0,"d":"0 "},{"v":0,"d":"0 "},{"v":0,"d":"0 "},null,0,0,0,0,0,0,0,0,0]
["01604_平成30年度",355,15,21,2018,"平成30年度","01604","新冠町",null,{"v":5.256254059927249,"d":"5 "},{"v":0.908113745017308,"d":"1 "},{"v":28.539348376890928,"d":"29 "},{"v":6.790093879236906,"d":"7 "},{"v":13.237452890557124,"d":"13 "},{"v":6.057386780095646,"d":"6 "},{"v":8.57033410694529,"d":"9 "},{"v":0.351953767760246,"d":"0 "},{"v":0,"d":"0 "},{"v":0.8485615609527495,"d":"1 "},null,{"v":205284,"d":"205,284 "},{"v":313,"d":"313 "},{"v":664,"d":"664 "},{"v":1298,"d":"1,298 "},{"v":2763,"d":"2,763 "},{"v":3691,"d":"3,691 "},{"v":1793,"d":"1,793 "},{"v":5553,"d":"5,553 "},{"v":0,"d":"0 "},{"v":0.8485615609527495,"d":"1 "},null,{"v":1670452.085438372,"d":"1,670,452 "},{"v":583293.8614258276,"d":"583,294 "},{"v":4043745.526542641,"d":"4,043,746 "},{"v":8215092.642324992,"d":"8,215,093 "},{"v":10239197.33002426,"d":"10,239,197 "},{"v":0,"d":"0 "},{"v":0,"d":"0 "},{"v":764376.6177817861,"d":"764,377 "},{"v":0,"d":"0 "},{"v":0,"d":"0 "},{"v":25516158.063537877,"d":"25,516,158 "},null,{"v":44,"d":"44 "},{"v":11,"d":"11 "},{"v":0,"d":"0 "},{"v":0,"d":"0 "},{"v":0,"d":"0 "},{"v":0,"d":"0 "},null,null,{"v":218.629,"d":"219 "},{"v":692,"d":"692 "},{"v":0,"d":"0 "},{"v":0,"d":"0 "},{"v":0,"d":"0 "},{"v":0,"d":"0 "},null,null,{"v":0,"d":"0 "},{"v":0,"d":"0 "},{"v":0,"d":"0 "},{"v":0,"d":"0 "},{"v":0,"d":"0 "},{"v":0,"d":"0 "},null,{"v":0,"d":"0 "},{"v":0,"d":"0 "},{"v":0,"d":"0 "},{"v":0,"d":"0 "},{"v":0,"d":"0 "},{"v":0,"d":"0 "},null,0,0,0,0,0,0,0,0,0]
["01604_令和元年度",356,16,21,2019,"令和元年度","01604","新冠町",null,{"v":0,"d":"0 "},{"v":0.8426626862244897,"d":"1 "},{"v":28.667214395560546,"d":"29 "},{"v":6.091330770225753,"d":"6 "},{"v":13.36698584919474,"d":"13 "},{"v":5.946647745739901,"d":"6 "},{"v":8.33637961214339,"d":"8 "},{"v":0.338357133759611,"d":"0 "},{"v":0,"d":"0 "},{"v":0.8726813029484978,"d":"1 "},null,{"v":0,"d":"0 "},{"v":313,"d":"313 "},{"v":664,"d":"664 "},{"v":1298,"d":"1,298 "},{"v":2756,"d":"2,756 "},{"v":3723,"d":"3,723 "},{"v":1731,"d":"1,731 "},{"v":5483,"d":"5,483 "},{"v":0,"d":"0 "},{"v":0.8726813029484978,"d":"1 "},null,{"v":0,"d":"0 "},{"v":583121.1317434487,"d":"583,121 "},{"v":4366037.293178811,"d":"4,366,037 "},{"v":8050108.811669731,"d":"8,050,109 "},{"v":10773404.062043,"d":"10,773,404 "},{"v":0,"d":"0 "},{"v":0,"d":"0 "},{"v":746743.3239980991,"d":"746,743 "},{"v":0,"d":"0 "},{"v":0,"d":"0 "},{"v":24519414.62263309,"d":"24,519,415 "},null,{"v":45,"d":"45 "},{"v":11,"d":"11 "},{"v":0,"d":"0 "},{"v":0,"d":"0 "},{"v":0,"d":"0 "},{"v":0,"d":"0 "},null,null,{"v":221.329,"d":"221 "},{"v":691.2,"d":"691 "},{"v":0,"d":"0 "},{"v":0,"d":"0 "},{"v":0,"d":"0 "},{"v":0,"d":"0 "},null,null,{"v":0,"d":"0 "},{"v":0,"d":"0 "},{"v":0,"d":"0 "},{"v":0,"d":"0 "},{"v":0,"d":"0 "},{"v":0,"d":"0 "},null,{"v":0,"d":"0 "},{"v":0,"d":"0 "},{"v":0,"d":"0 "},{"v":0,"d":"0 "},{"v":0,"d":"0 "},{"v":0,"d":"0 "},null,0,0,0,0,0,0,0,0,0]
["01604_令和2年度",357,17,21,2020,"令和2年度","01604","新冠町",null,{"v":4.993639337559385,"d":"5 "},{"v":0.8089545208518697,"d":"1 "},{"v":33.57417762710221,"d":"34 "},{"v":5.703348943130505,"d":"6 "},{"v":12.220479203748406,"d":"12 "},{"v":5.187713187100106,"d":"5 "},{"v":8.001674583724732,"d":"8 "},{"v":0.317916220566976,"d":"0 "},{"v":0,"d":"0 "},{"v":1.075629609298181,"d":"1 "},null,{"v":232566,"d":"232,566 "},{"v":278,"d":"278 "},{"v":691,"d":"691 "},{"v":1278,"d":"1,278 "},{"v":2749,"d":"2,749 "},{"v":3707,"d":"3,707 "},{"v":1766,"d":"1,766 "},{"v":5392,"d":"5,392 "},{"v":0,"d":"0 "},{"v":1.075629609298181,"d":"1 "},null,{"v":1815853.80034157,"d":"1,815,854 "},{"v":518297.6435970521,"d":"518,298 "},{"v":4923595.672717394,"d":"4,923,596 "},{"v":7337869.159006214,"d":"7,337,869 "},{"v":11288735.01870745,"d":"11,288,735 "},null,null,{"v":703715.90636947,"d":"703,716 "},null,null,{"v":26588067.200739153,"d":"26,588,067 "},null,{"v":46,"d":"46 "},{"v":14,"d":"14 "},{"v":0,"d":"0 "},{"v":0,"d":"0 "},{"v":0,"d":"0 "},{"v":0,"d":"0 "},null,null,{"v":230.929,"d":"231 "},{"v":839.7,"d":"840 "},{"v":0,"d":"0 "},{"v":0,"d":"0 "},{"v":0,"d":"0 "},{"v":0,"d":"0 "},null,null,{"v":0,"d":"0 "},{"v":0,"d":"0 "},{"v":0,"d":"0 "},{"v":0,"d":"0 "},{"v":0,"d":"0 "},{"v":0,"d":"0 "},null,{"v":0,"d":"0 "},{"v":0,"d":"0 "},{"v":0,"d":"0 "},{"v":0,"d":"0 "},{"v":0,"d":"0 "},{"v":0,"d":"0 "},null,0,0,0,0,0,0,0,0,0]
["01604_令和3年度",357,18,21,2021,"令和3年度","01604","新冠町",null,{"v":4.93489962472517,"d":"5 "},{"v":0.7792477555492459,"d":"1 "},{"v":30.639423298118572,"d":"31 "},{"v":5.7924152564397415,"d":"6 "},{"v":12.090888420890744,"d":"12 "},{"v":5.026083697481802,"d":"5 "},{"v":8.349957993225418,"d":"8 "},{"v":0.306473926729142,"d":"0 "},{"v":0,"d":"0 "},{"v":0.7259246308863845,"d":"1 "},null,{"v":236020,"d":"236,020 "},{"v":278,"d":"278 "},{"v":691,"d":"691 "},{"v":1278,"d":"1,278 "},{"v":2753,"d":"2,753 "},{"v":3698,"d":"3,698 "},{"v":1797,"d":"1,797 "},{"v":5249,"d":"5,249 "},{"v":0,"d":"0 "},{"v":0.7259246308863845,"d":"1 "},null,{"v":1807811.6085989869,"d":"1,807,812 "},{"v":527247.8303485864,"d":"527,248 "},{"v":4414290.056040329,"d":"4,414,290 "},{"v":8051817.638906255,"d":"8,051,818 "},{"v":11012561.22086356,"d":"11,012,561 "},{"v":0,"d":"0 "},{"v":0,"d":"0 "},{"v":689004.1471031575,"d":"689,004 "},{"v":0,"d":"0 "},{"v":0,"d":"0 "},{"v":26502732.501860876,"d":"26,502,733 "},null,{"v":47,"d":"47 "},{"v":20,"d":"20 "},{"v":0,"d":"0 "},{"v":0,"d":"0 "},{"v":0,"d":"0 "},{"v":0,"d":"0 "},null,null,{"v":236.429,"d":"236 "},{"v":1116.7,"d":"1,117 "},{"v":0,"d":"0 "},{"v":0,"d":"0 "},{"v":0,"d":"0 "},{"v":0,"d":"0 "},null,null,{"v":0,"d":"0 "},{"v":0,"d":"0 "},{"v":0,"d":"0 "},{"v":0,"d":"0 "},{"v":0,"d":"0 "},{"v":0,"d":"0 "},null,{"v":0,"d":"0 "},{"v":0,"d":"0 "},{"v":0,"d":"0 "},{"v":0,"d":"0 "},{"v":0,"d":"0 "},{"v":0,"d":"0 "},null,0,0,0,0,0,0,0,0,0]
["01604_令和4年度",357,19,21,2022,"令和4年度","01604","新冠町",null,{"v":4.026381937592214,"d":"4 "},{"v":0.7453926176836982,"d":"1 "},{"v":27.472288359904866,"d":"27 "},{"v":5.905671059968858,"d":"6 "},{"v":12.007034951717444,"d":"12 "},{"v":5.285722277686799,"d":"5 "},{"v":8.21084852982421,"d":"8 "},{"v":0.30535787308424606,"d":"0 "},{"v":0,"d":"0 "},{"v":0.8336015555274912,"d":"1 "},null,{"v":236843,"d":"236,843 "},{"v":278,"d":"278 "},{"v":691,"d":"691 "},{"v":1278,"d":"1,278 "},{"v":2776,"d":"2,776 "},{"v":3695,"d":"3,695 "},{"v":1794,"d":"1,794 "},{"v":5187,"d":"5,187 "},{"v":0,"d":"0 "},{"v":0.8336015555274912,"d":"1 "},null,{"v":1617288.5340935723,"d":"1,617,289 "},{"v":531879.4767402149,"d":"531,879 "},{"v":4899902.543569032,"d":"4,899,903 "},{"v":7996456.363797342,"d":"7,996,456 "},{"v":11303496.36223975,"d":"11,303,496 "},{"v":0,"d":"0 "},{"v":0,"d":"0 "},{"v":669783.2760897084,"d":"669,783 "},{"v":0,"d":"0 "},{"v":0,"d":"0 "},{"v":27018806.556529623,"d":"27,018,807 "},null,{"v":48,"d":"48 "},{"v":22,"d":"22 "},{"v":1,"d":"1 "},{"v":0,"d":"0 "},{"v":0,"d":"0 "},{"v":0,"d":"0 "},null,null,{"v":241.22900000000004,"d":"241 "},{"v":1156.3,"d":"1,156 "},{"v":19.2,"d":"19 "},{"v":0,"d":"0 "},{"v":0,"d":"0 "},{"v":0,"d":"0 "}]
["01604_令和5年度",357,20,21,2023,"令和5年度","01604","新冠町",{"$nulls":35},{"v":52,"d":"52 "},{"v":23,"d":"23 "},{"v":1,"d":"1 "},{"v":0,"d":"0 "},{"v":0,"d":"0 "},{"v":0,"d":"0 "},null,null,{"v":264.82900000000006,"d":"265 "},{"v":1205.8,"d":"1,206 "},{"v":19.2,"d":"19 "},{"v":0,"d":"0 "},{"v":0,"d":"0 "},{"v":0,"d":"0 "}]
["01604_令和6年度",357,21,21,2024,"令和6年度","01604","新冠町"]
["46535_平成2年度",205,1,13,1990,"平成2年度","46535","与論町",null,{"v":2.2300751627331,"d":"2 "},{"v":0.7114264708725977,"d":"1 "},{"v":0,"d":"0 "},{"v":4.578575363091683,"d":"5 "},{"v":4.247992142849739,"d":"4 "},{"v":1.949859467168971,"d":"2 "},{"v":6.593603189525074,"d":"7 "},{"v":0.412894121235575,"d":"0 "},{"v":26.01106341088018,"d":"26 "},{"v":0.3298283322950411,"d":"0 "},null,{"v":233060,"d":"233,060 "},{"v":177,"d":"177 "},{"v":0,"d":"0 "},{"v":1710,"d":"1,710 "},{"v":2013,"d":"2,013 "},{"v":802,"d":"802 "},{"v":1601,"d":"1,601 "},{"v":6704,"d":"6,704 "},{"v":4505163,"d":"4,505,163 "},{"v":0.3298283322950411,"d":"0 "},{"$nulls":29},"","","","","","",null,"","","","","",""]
["46535_平成17年度",206,2,13,2005,"平成17年度","46535","与論町",null,{"v":1.028516406336093,"d":"1 "},{"v":0.6701421714078027,"d":"1 "},{"v":0,"d":"0 "},{"v":5.928947830161486,"d":"6 "},{"v":5.654746037294831,"d":"6 "},{"v":2.935083262062588,"d":"3 "},{"v":9.619833290869465,"d":"10 "},{"v":0.340053437380432,"d":"0 "},{"v":18.20327347976479,"d":"18 "},{"v":1.28179904,"d":"1 "},null,{"v":111061,"d":"111,061 "},{"v":249,"d":"249 "},{"v":0,"d":"0 "},{"v":1271,"d":"1,271 "},{"v":2265,"d":"2,265 "},{"v":1397,"d":"1,397 "},{"v":1913,"d":"1,913 "},{"v":5772,"d":"5,772 "},{"v":3218872,"d":"3,218,872 "},{"v":1.28179904,"d":"1 "},{"$nulls":29},"","","","","","",null,"","","","","",""]
["46535_平成18年度",207,3,13,2006,"平成18年度","46535","与論町",null,"","","","","","","","","","",null,"","","","","","","","","","",null,"","","","","","","","","","",null,null,"","","","","","","",null,"","","","","","","",null,"","","","","","",null,"","","","","",""]
["46535_平成19年度",208,4,13,2007,"平成19年度","46535","与論町",null,{"v":0.706598541158766,"d":"1 "},{"v":0.5737123583664853,"d":"1 "},{"v":0,"d":"0 "},{"v":7.151687292122515,"d":"7 "},{"v":5.787057066206824,"d":"6 "},{"v":2.853728546340337,"d":"3 "},{"v":9.717672183967954,"d":"10 "},{"v":0.351512688472245,"d":"0 "},{"v":18.31763269396629,"d":"18 "},{"v":0.9371292399999999,"d":"1 "},null,{"v":95319,"d":"95,319 "},{"v":220,"d":"220 "},{"v":0,"d":"0 "},{"v":1795,"d":"1,795 "},{"v":2333,"d":"2,333 "},{"v":1412,"d":"1,412 "},{"v":1903,"d":"1,903 "},{"v":5651,"d":"5,651 "},{"v":3332032,"d":"3,332,032 "},{"v":0.9371292399999999,"d":"1 "},{"$nulls":29},"","","","","","",null,"","","","","",""]
["46535_平成20年度",209,5,13,2008,"平成20年度","46535","与論町",null,{"v":0.6146230420021005,"d":"1 "},{"v":0.4475220300044898,"d":"0 "},{"v":0,"d":"0 "},{"v":7.613155793058436,"d":"8 "},{"v":5.241372319210834,"d":"5 "},{"v":2.766726563652484,"d":"3 "},{"v":9.568879049599152,"d":"10 "},{"v":0.3415408165971,"d":"0 "},{"v":17.86232275647249,"d":"18 "},{"v":0.93806078,"d":"1 "},null,{"v":89673,"d":"89,673 "},{"v":220,"d":"220 "},{"v":0,"d":"0 "},{"v":1795,"d":"1,795 "},{"v":2347,"d":"2,347 "},{"v":1417,"d":"1,417 "},{"v":1876,"d":"1,876 "},{"v":5581,"d":"5,581 "},{"v":3373947,"d":"3,373,947 "},{"v":0.93806078,"d":"1 "},{"$nulls":29},"","","","","","",null,"","","","","",""]
["46535_平成21年度",210,6,13,2009,"平成21年度","46535","与論町",null,{"v":0.7720893498034377,"d":"1 "},{"v":0.4097367086305735,"d":"0 "},{"v":0.3681418978420131,"d":"0 "},{"v":6.51116050702091,"d":"7 "},{"v":4.983518099657112,"d":"5 "},{"v":2.856439632180595,"d":"3 "},{"v":9.310888190082194,"d":"9 "},{"v":0.320402281527843,"d":"0 "},{"v":19.77490889222004,"d":"20 "},{"v":0.9282796099999998,"d":"1 "},null,{"v":107081,"d":"107,081 "},{"v":190,"d":"190 "},{"v":9,"d":"9 "},{"v":1711,"d":"1,711 "},{"v":2376,"d":"2,376 "},{"v":1444,"d":"1,444 "},{"v":1874,"d":"1,874 "},{"v":5496,"d":"5,496 "},{"v":3643995,"d":"3,643,995 "},{"v":0.9282796099999998,"d":"1 "},{"$nulls":29},{"v":0,"d":"0 "},{"v":0,"d":"0 "},{"v":0,"d":"0 "},{"v":0.642,"d":"1 "},{"v":0,"d":"0 "},{"v":0,"d":"0 "},null,{"v":0,"d":"0 "},{"v":0,"d":"0 "},{"v":0,"d":"0 "},{"v":1,"d":"1 "},{"v":0,"d":"0 "},{"v":0,"d":"0 "},null,0.642,0,0,0,0,0,0,0,0]
["46535_平成22年度",211,7,13,2010,"平成22年度","46535","与論町",null,{"v":0.6319076787500678,"d":"1 "},{"v":0.4353788135077192,"d":"0 "},{"v":0.3389229769741889,"d":"0 "},{"v":7.017666161136873,"d":"7 "},{"v":5.947473324641863,"d":"6 "},{"v":2.908204533768106,"d":"3 "},{"v":9.437265476553087,"d":"9 "},{"v":0.332424111322476,"d":"0 "},{"v":30.17507458229624,"d":"30 "},{"v":1.37474322936,"d":"1 "},null,{"v":92238,"d":"92,238 "},{"v":190,"d":"190 "},{"v":9,"d":"9 "},{"v":1711,"d":"1,711 "},{"v":2406,"d":"2,406 "},{"v":1477,"d":"1,477 "},{"v":1852,"d":"1,852 "},{"v":5464,"d":"5,464 "},{"v":5269430,"d":"5,269,430 "},{"v":1.37474322936,"d":"1 "},{"$nulls":29},{"v":0,"d":"0 "},{"v":0,"d":"0 "},{"v":0,"d":"0 "},{"v":0.642,"d":"1 "},{"v":0,"d":"0 "},{"v":0,"d":"0 "},null,{"v":0,"d":"0 "},{"v":0,"d":"0 "},{"v":0,"d":"0 "},{"v":1,"d":"1 "},{"v":0,"d":"0 "},{"v":0,"d":"0 "},null,0.642,0,0,0,0,0,0,0,0]
["46535_平成23年度",212,8,13,2011,"平成23年度","46535","与論町",null,{"v":0.768244835284466,"d":"1 "},{"v":0.5759676712197676,"d":"1 "},{"v":0.456024436759022,"d":"0 "},{"v":8.353045281437598,"d":"8 "},{"v":7.338483721288727,"d":"7 "},{"v":2.8444400830683776,"d":"3 "},{"v":8.976502337082444,"d":"9 "},{"v":0.379868327283132,"d":"0 "},{"v":27.33436836491697,"d":"27 "},{"v":1.339809897456,"d":"1 "},null,{"v":94506,"d":"94,506 "},{"v":190,"d":"190 "},{"v":9,"d":"9 "},{"v":1711,"d":"1,711 "},{"v":2411,"d":"2,411 "},{"v":1476,"d":"1,476 "},{"v":1814,"d":"1,814 "},{"v":5413,"d":"5,413 "},{"v":4765467,"d":"4,765,467 "},{"v":1.339809897456,"d":"1 "},{"$nulls":29},{"v":0,"d":"0 "},{"v":0,"d":"0 "},{"v":0,"d":"0 "},{"v":0.655,"d":"1 "},{"v":0,"d":"0 "},{"v":0,"d":"0 "},null,{"v":0,"d":"0 "},{"v":0,"d":"0 "},{"v":0,"d":"0 "},{"v":1,"d":"1 "},{"v":0,"d":"0 "},{"v":0,"d":"0 "},null,0.655,0,0,0,0,0,0,0,0]
["46535_平成24年度",213,9,13,2012,"平成24年度","46535","与論町",null,{"v":0.4638013426027238,"d":"0 "},{"v":0.5898695511935662,"d":"1 "},{"v":0.4621364866149217,"d":"0 "},{"v":9.343434671200244,"d":"9 "},{"v":7.670717837111833,"d":"8 "},{"v":2.877503662735808,"d":"3 "},{"v":9.052457245724838,"d":"9 "},{"v":0.414472939912959,"d":"0 "},{"v":29.13681719061382,"d":"29 "},{"v":0.8256010908049,"d":"1 "},null,{"v":55386,"d":"55,386 "},{"v":190,"d":"190 "},{"v":9,"d":"9 "},{"v":1711,"d":"1,711 "},{"v":2445,"d":"2,445 "},{"v":1505,"d":"1,505 "},{"v":1819,"d":"1,819 "},{"v":5436,"d":"5,436 "},{"v":4948137,"d":"4,948,137 "},{"v":0.8256010908049,"d":"1 "},{"$nulls":29},{"v":0,"d":"0 "},{"v":0,"d":"0 "},{"v":0,"d":"0 "},{"v":0.592,"d":"1 "},{"v":0,"d":"0 "},{"v":0,"d":"0 "},null,{"v":0,"d":"0 "},{"v":0,"d":"0 "},{"v":0,"d":"0 "},{"v":1,"d":"1 "},{"v":0,"d":"0 "},{"v":0,"d":"0 "},null,0.592,0,0,0,0,0,0,0,0]
["46535_平成25年度",214,10,13,2013,"平成25年度","46535","与論町",null,{"v":0.6512534189653337,"d":"1 "},{"v":0.519413317531778,"d":"1 "},{"v":0.4229858102525084,"d":"0 "},{"v":9.358592457114117,"d":"9 "},{"v":8.390063417933472,"d":"8 "},{"v":2.8185780378906715,"d":"3 "},{"v":9.271395435310888,"d":"9 "},{"v":0.424059527800644,"d":"0 "},{"v":30.40764897411924,"d":"30 "},{"v":0.7825473462799999,"d":"1 "},null,{"v":69890,"d":"69,890 "},{"v":190,"d":"190 "},{"v":9,"d":"9 "},{"v":1711,"d":"1,711 "},{"v":2492,"d":"2,492 "},{"v":1540,"d":"1,540 "},{"v":1856,"d":"1,856 "},{"v":5482,"d":"5,482 "},{"v":5040731,"d":"5,040,731 "},{"v":0.7825473462799999,"d":"1 "},{"$nulls":29},{"v":0,"d":"0 "},{"v":0,"d":"0 "},{"v":0,"d":"0 "},{"v":0.619,"d":"1 "},{"v":0,"d":"0 "},{"v":0,"d":"0 "},null,{"v":0,"d":"0 "},{"v":0,"d":"0 "},{"v":0,"d":"0 "},{"v":1,"d":"1 "},{"v":0,"d":"0 "},{"v":0,"d":"0 "},null,0.619,0,0,0,0,0,0,0,0]
["46535_平成26年度",215,11,13,2014,"平成26年度","46535","与論町",null,{"v":0.4057882225172591,"d":"0 "},{"v":0.7076495359105492,"d":"1 "},{"v":0.1401503893369236,"d":"0 "},{"v":8.549623417974129,"d":"9 "},{"v":8.10589278636606,"d":"8 "},{"v":2.7543457848373105,"d":"3 "},{"v":9.244266796893113,"d":"9 "},{"v":0.404930205797698,"d":"0 "},{"v":29.99428266445386,"d":"30 "},{"v":1.0085831905212,"d":"1 "},null,{"v":50561,"d":"50,561 "},{"v":226,"d":"226 "},{"v":3,"d":"3 "},{"v":1684,"d":"1,684 "},{"v":2512,"d":"2,512 "},{"v":1585,"d":"1,585 "},{"v":1841,"d":"1,841 "},{"v":5456,"d":"5,456 "},{"v":4987841,"d":"4,987,841 "},{"v":1.0085831905212,"d":"1 "},{"$nulls":13},{"v":20,"d":"20 "},{"v":34,"d":"34 "},{"v":0,"d":"0 "},{"v":0,"d":"0 "},{"v":0,"d":"0 "},{"v":0,"d":"0 "},null,null,{"v":122.08,"d":"122 "},{"v":519.9,"d":"520 "},{"v":0,"d":"0 "},{"v":0,"d":"0 "},{"v":0,"d":"0 "},{"v":0,"d":"0 "},null,null,{"v":0,"d":"0 "},{"v":0,"d":"0 "},{"v":0,"d":"0 "},{"v":0.619,"d":"1 "},{"v":0,"d":"0 "},{"v":0,"d":"0 "},null,{"v":0,"d":"0 "},{"v":0,"d":"0 "},{"v":0,"d":"0 "},{"v":1,"d":"1 "},{"v":0,"d":"0 "},{"v":0,"d":"0 "},null,0.619,0,0,0,0,0,0,0,0]
["46535_平成27年度",216,12,13,2015,"平成27年度","46535","与論町",null,{"v":0.4966493439719472,"d":"0 "},{"v":0.5917067059615699,"d":"1 "},{"v":0.1504996911599413,"d":"0 "},{"v":8.557550255354096,"d":"9 "},{"v":7.160306869507149,"d":"7 "},{"v":2.867507497290425,"d":"3 "},{"v":9.1058367180046,"d":"9 "},{"v":0.392767870990521,"d":"0 "},{"v":29.27792175251066,"d":"29 "},{"v":2.0471906083044,"d":"2 "},null,{"v":71112,"d":"71,112 "},{"v":226,"d":"226 "},{"v":3,"d":"3 "},{"v":1684,"d":"1,684 "},{"v":2543,"d":"2,543 "},{"v":1666,"d":"1,666 "},{"v":1812,"d":"1,812 "},{"v":5406,"d":"5,406 "},{"v":5004583,"d":"5,004,583 "},{"v":2.0471906083044,"d":"2 "},null,{"v":672188.6976189155,"d":"672,189 "},{"v":507893.0827165594,"d":"507,893 "},{"v":25169.32157809927,"d":"25,169 "},{"v":10343972.12116181,"d":"10,343,972 "},{"v":11499939.21233035,"d":"11,499,939 "},{"v":0,"d":"0 "},{"v":0,"d":"0 "},{"v":740869.6226829102,"d":"740,870 "},{"v":0,"d":"0 "},{"v":0,"d":"0 "},{"v":23790032.05808864,"d":"23,790,032 "},null,{"v":20,"d":"20 "},{"v":36,"d":"36 "},{"v":0,"d":"0 "},{"v":0,"d":"0 "},{"v":0,"d":"0 "},{"v":0,"d":"0 "},null,null,{"v":122.08,"d":"122 "},{"v":585.7,"d":"586 "},{"v":0,"d":"0 "},{"v":0,"d":"0 "},{"v":0,"d":"0 "},{"v":0,"d":"0 "},null,null,{"v":0,"d":"0 "},{"v":0,"d":"0 "},{"v":0,"d":"0 "},{"v":0.592,"d":"1 "},{"v":0,"d":"0 "},{"v":0,"d":"0 "},null,{"v":0,"d":"0 "},{"v":0,"d":"0 "},{"v":0,"d":"0 "},{"v":1,"d":"1 "},{"v":0,"d":"0 "},{"v":0,"d":"0 "},null,0.592,0,0,0,0,0,0,0,0]
["46535_平成28年度",217,13,13,2016,"平成28年度","46535","与論町",null,{"v":0.7366767818020356,"d":"1 "},{"v":0.5724036378845637,"d":"1 "},{"v":0.13286645514503417,"d":"0 "},{"v":6.650534200813784,"d":"7 "},{"v":6.6210373343455045,"d":"7 "},{"v":2.9228014342219915,"d":"3 "},{"v":9.221854230847244,"d":"9 "},{"v":0.3771043966981231,"d":"0 "},{"v":29.527053154582568,"d":"30 "},{"v":0.8364904916896001,"d":"1 "},null,{"v":113063,"d":"113,063 "},{"v":226,"d":"226 "},{"v":3,"d":"3 "},{"v":1684,"d":"1,684 "},{"v":2558,"d":"2,558 "},{"v":1719,"d":"1,719 "},{"v":1898,"d":"1,898 "},{"v":5339,"d":"5,339 "},{"v":5042930.029844116,"d":"5,042,930 "},{"v":0.8364904916896001,"d":"1 "},null,{"v":1028122.846130141,"d":"1,028,123 "},{"v":489441.9786775625,"d":"489,442 "},{"v":21211.0864133024,"d":"21,211 "},{"v":10411122.30737003,"d":"10,411,122 "},{"v":10914197.68687162,"d":"10,914,198 "},{"v":0,"d":"0 "},{"v":0,"d":"0 "},{"v":732256.0031740543,"d":"732,256 "},{"v":0,"d":"0 "},{"v":0,"d":"0 "},{"v":23596351.908636708,"d":"23,596,352 "},null,{"v":20,"d":"20 "},{"v":37,"d":"37 "},{"v":0,"d":"0 "},{"v":0,"d":"0 "},{"v":0,"d":"0 "},{"v":0,"d":"0 "},null,null,{"v":122.08,"d":"122 "},{"v":596.7,"d":"597 "},{"v":0,"d":"0 "},{"v":0,"d":"0 "},{"v":0,"d":"0 "},{"v":0,"d":"0 "},null,null,{"v":0,"d":"0 "},{"v":0,"d":"0 "},{"v":0,"d":"0 "},{"v":0.579,"d":"1 "},{"v":0,"d":"0 "},{"v":0,"d":"0 "},null,{"v":0,"d":"0 "},{"v":0,"d":"0 "},{"v":0,"d":"0 "},{"v":1,"d":"1 "},{"v":0,"d":"0 "},{"v":0,"d":"0 "},null,0.579,0,0,0,0,0,0,0,0]
["46535_平成29年度",218,14,13,2017,"平成29年度","46535","与論町",null,{"v":0.7279541344783248,"d":"1 "},{"v":0.593869015304945,"d":"1 "},{"v":0.1212337267433014,"d":"0 "},{"v":6.023658927437116,"d":"6 "},{"v":6.908416018720598,"d":"7 "},{"v":2.978806192601305,"d":"3 "},{"v":9.139297358971993,"d":"9 "},{"v":0.361936235847056,"d":"0 "},{"v":30.132939885760123,"d":"30 "},{"v":0.5057975358415999,"d":"1 "},null,{"v":128815,"d":"128,815 "},{"v":226,"d":"226 "},{"v":3,"d":"3 "},{"v":1684,"d":"1,684 "},{"v":2588,"d":"2,588 "},{"v":1781,"d":"1,781 "},{"v":1893,"d":"1,893 "},{"v":5299,"d":"5,299 "},{"v":5248524.999999998,"d":"5,248,525 "},{"v":0.5057975358415999,"d":"1 "},null,{"v":1089703.223098884,"d":"1,089,703 "},{"v":508960.3686788462,"d":"508,960 "},{"v":24946.74415349997,"d":"24,947 "},{"v":9949555.998770976,"d":"9,949,556 "},{"v":12697769.06691489,"d":"12,697,769 "},{"v":0,"d":"0 "},{"v":0,"d":"0 "},{"v":727907.1086475987,"d":"727,907 "},{"v":0,"d":"0 "},{"v":0,"d":"0 "},{"v":24998842.510264695,"d":"24,998,843 "},null,{"v":20,"d":"20 "},{"v":37,"d":"37 "},{"v":0,"d":"0 "},{"v":0,"d":"0 "},{"v":0,"d":"0 "},{"v":0,"d":"0 "},null,null,{"v":122.08,"d":"122 "},{"v":596.7,"d":"597 "},{"v":0,"d":"0 "},{"v":0,"d":"0 "},{"v":0,"d":"0 "},{"v":0,"d":"0 "},null,null,{"v":0,"d":"0 "},{"v":0,"d":"0 "},{"v":0,"d":"0 "},{"v":0.618,"d":"1 "},{"v":0,"d":"0 "},{"v":0,"d":"0 "},null,{"v":0,"d":"0 "},{"v":0,"d":"0 "},{"v":0,"d":"0 "},{"v":1,"d":"1 "},{"v":0,"d":"0 "},{"v":0,"d":"0 "},null,0.618,0,0,0,0,0,0,0,0]
["46535_平成30年度",219,15,13,2018,"平成30年度","46535","与論町",null,{"v":0.5305817321920183,"d":"1 "},{"v":0.5157056166275593,"d":"1 "},{"v":0.1077931124967761,"d":"0 "},{"v":5.3848628153896625,"d":"5 "},{"v":4.910923136281527,"d":"5 "},{"v":3.0689009154101488,"d":"3 "},{"v":9.124800786479955,"d":"9 "},{"v":0.333826849413509,"d":"0 "},{"v":26.4358634013984,"d":"26 "},{"v":0.8593732705034002,"d":"1 "},null,{"v":109353,"d":"109,353 "},{"v":226,"d":"226 "},{"v":3,"d":"3 "},{"v":1684,"d":"1,684 "},{"v":2604,"d":"2,604 "},{"v":1870,"d":"1,870 "},{"v":1909,"d":"1,909 "},{"v":5267,"d":"5,267 "},{"v":4586526,"d":"4,586,526 "},{"v":0.8593732705034002,"d":"1 "},null,{"v":943023.4377579315,"d":"943,023 "},{"v":466594.5650812254,"d":"466,595 "},{"v":22141.30197485977,"d":"22,141 "},{"v":9522710.09325933,"d":"9,522,710 "},{"v":11735099.62373291,"d":"11,735,100 "},{"v":0,"d":"0 "},{"v":0,"d":"0 "},{"v":725008.4001182546,"d":"725,008 "},{"v":0,"d":"0 "},{"v":0,"d":"0 "},{"v":23414577.42192451,"d":"23,414,577 "},null,{"v":21,"d":"21 "},{"v":37,"d":"37 "},{"v":0,"d":"0 "},{"v":0,"d":"0 "},{"v":0,"d":"0 "},{"v":0,"d":"0 "},null,null,{"v":129.18,"d":"129 "},{"v":597,"d":"597 "},{"v":0,"d":"0 "},{"v":0,"d":"0 "},{"v":0,"d":"0 "},{"v":0,"d":"0 "},null,null,{"v":0,"d":"0 "},{"v":0,"d":"0 "},{"v":0,"d":"0 "},{"v":0.628,"d":"1 "},{"v":0,"d":"0 "},{"v":0,"d":"0 "},null,{"v":0,"d":"0 "},{"v":0,"d":"0 "},{"v":0,"d":"0 "},{"v":1,"d":"1 "},{"v":0,"d":"0 "},{"v":0,"d":"0 "},null,0.628,0,0,0,0,0,0,0,0]
["46535_令和元年度",220,16,13,2019,"令和元年度","46535","与論町",null,{"v":0.641629453002548,"d":"1 "},{"v":0.49278980166455877,"d":"0 "},{"v":0.11009889661020868,"d":"0 "},{"v":5.814369895649399,"d":"6 "},{"v":5.445436807098608,"d":"5 "},{"v":3.0236379754729077,"d":"3 "},{"v":8.731286098680512,"d":"9 "},{"v":0.323793521947233,"d":"0 "},{"v":22.58633724222986,"d":"23 "},{"v":1.0220497876328003,"d":"1 "},null,{"v":124238,"d":"124,238 "},{"v":226,"d":"226 "},{"v":3,"d":"3 "},{"v":1684,"d":"1,684 "},{"v":2623,"d":"2,623 "},{"v":1893,"d":"1,893 "},{"v":1813,"d":"1,813 "},{"v":5247,"d":"5,247 "},{"v":3982830,"d":"3,982,830 "},{"v":1.0220497876328,"d":"1 "},null,{"v":1113119.652051715,"d":"1,113,120 "},{"v":454951.3561428951,"d":"454,951 "},{"v":25610.69964956192,"d":"25,611 "},{"v":9620801.261894966,"d":"9,620,801 "},{"v":12524829.66729104,"d":"12,524,830 "},{"v":0,"d":"0 "},{"v":0,"d":"0 "},{"v":714601.9006051478,"d":"714,602 "},{"v":0,"d":"0 "},{"v":0,"d":"0 "},{"v":24453914.537635326,"d":"24,453,915 "},null,{"v":21,"d":"21 "},{"v":38,"d":"38 "},{"v":0,"d":"0 "},{"v":0,"d":"0 "},{"v":0,"d":"0 "},{"v":0,"d":"0 "},null,null,{"v":129.08,"d":"129 "},{"v":606.8,"d":"607 "},{"v":0,"d":"0 "},{"v":0,"d":"0 "},{"v":0,"d":"0 "},{"v":0,"d":"0 "},null,null,{"v":0,"d":"0 "},{"v":0,"d":"0 "},{"v":0,"d":"0 "},{"v":0.702,"d":"1 "},{"v":0,"d":"0 "},{"v":0,"d":"0 "},null,{"v":0,"d":"0 "},{"v":0,"d":"0 "},{"v":0,"d":"0 "},{"v":1,"d":"1 "},{"v":0,"d":"0 "},{"v":0,"d":"0 "},null,0.702,0,0,0,0,0,0,0,0]
["46535_令和2年度",221,17,13,2020,"令和2年度","46535","与論町",null,{"v":0.409886946546707,"d":"0 "},{"v":0.5064412113776695,"d":"1 "},{"v":0.6726923081004592,"d":"1 "},{"v":6.163981288754806,"d":"6 "},{"v":5.341505974484733,"d":"5 "},{"v":2.636539423926787,"d":"3 "},{"v":8.142134330098155,"d":"8 "},{"v":0.307716015418963,"d":"0 "},{"v":25.70591188334098,"d":"26 "},{"v":1.06923263994,"d":"1 "},null,{"v":81339,"d":"81,339 "},{"v":206,"d":"206 "},{"v":16,"d":"16 "},{"v":1825,"d":"1,825 "},{"v":2637,"d":"2,637 "},{"v":1884,"d":"1,884 "},{"v":1797,"d":"1,797 "},{"v":5219,"d":"5,219 "},{"v":4556881,"d":"4,556,881 "},{"v":1.06923263994,"d":"1 "},null,{"v":687560.1553669947,"d":"687,560 "},{"v":434537.483338354,"d":"434,537 "},{"v":181290.25989035206,"d":"181,290 "},{"v":9824750.568515139,"d":"9,824,751 "},{"v":11597284.79882394,"d":"11,597,285 "},null,null,{"v":681137.4842993813,"d":"681,137 "},null,null,{"v":23406560.75023416,"d":"23,406,561 "},null,{"v":24,"d":"24 "},{"v":39,"d":"39 "},{"v":0,"d":"0 "},{"v":0,"d":"0 "},{"v":0,"d":"0 "},{"v":0,"d":"0 "},null,null,{"v":139.88,"d":"140 "},{"v":617,"d":"617 "},{"v":0,"d":"0 "},{"v":0,"d":"0 "},{"v":0,"d":"0 "},{"v":0,"d":"0 "},null,null,{"v":0,"d":"0 "},{"v":0,"d":"0 "},{"v":0,"d":"0 "},{"v":0.654,"d":"1 "},{"v":0,"d":"0 "},{"v":0,"d":"0 "},null,{"v":0,"d":"0 "},{"v":0,"d":"0 "},{"v":0,"d":"0 "},{"v":1,"d":"1 "},{"v":0,"d":"0 "},{"v":0,"d":"0 "},null,0.654,0,0,0,0,0,0,0,0]
["46535_令和3年度",221,18,13,2021,"令和3年度","46535","与論町",null,{"v":0.32893221175767434,"d":"0 "},{"v":0.5139455461313583,"d":"1 "},{"v":0.5886990434298498,"d":"1 "},{"v":5.811551022802108,"d":"6 "},{"v":4.836952643333408,"d":"5 "},{"v":2.6081813454482363,"d":"3 "},{"v":8.336018163520537,"d":"8 "},{"v":0.300693603096795,"d":"0 "},{"v":22.59143056973899,"d":"23 "},{"v":0.9171011299999999,"d":"1 "},null,{"v":84740,"d":"84,740 "},{"v":206,"d":"206 "},{"v":16,"d":"16 "},{"v":1825,"d":"1,825 "},{"v":2628,"d":"2,628 "},{"v":1919,"d":"1,919 "},{"v":1794,"d":"1,794 "},{"v":5150,"d":"5,150 "},{"v":3885103.999999999,"d":"3,885,104 "},{"v":0.9171011299999999,"d":"1 "},null,{"v":630461.4610078416,"d":"630,461 "},{"v":440832.2351026872,"d":"440,832 "},{"v":167283.18397262553,"d":"167,283 "},{"v":11047310.993602863,"d":"11,047,311 "},{"v":12505847.10937212,"d":"12,505,847 "},{"v":0,"d":"0 "},{"v":0,"d":"0 "},{"v":676009.022210185,"d":"676,009 "},{"v":0,"d":"0 "},{"v":0,"d":"0 "},{"v":25467744.005268324,"d":"25,467,744 "},null,{"v":27,"d":"27 "},{"v":39,"d":"39 "},{"v":0,"d":"0 "},{"v":0,"d":"0 "},{"v":0,"d":"0 "},{"v":0,"d":"0 "},null,null,{"v":164.78,"d":"165 "},{"v":617,"d":"617 "},{"v":0,"d":"0 "},{"v":0,"d":"0 "},{"v":0,"d":"0 "},{"v":0,"d":"0 "},null,null,{"v":0,"d":"0 "},{"v":0,"d":"0 "},{"v":0,"d":"0 "},{"v":0.649,"d":"1 "},{"v":0,"d":"0 "},{"v":0,"d":"0 "},null,{"v":0,"d":"0 "},{"v":0,"d":"0 "},{"v":0,"d":"0 "},{"v":1,"d":"1 "},{"v":0,"d":"0 "},{"v":0,"d":"0 "},null,0.649,0,0,0,0,0,0,0,0]
["46535_令和4年度",221,19,13,2022,"令和4年度","46535","与論町",null,{"v":0.38754486860782134,"d":"0 "},{"v":0.4750907038966688,"d":"0 "},{"v":0.5827658619657101,"d":"1 "},{"v":6.345807041957529,"d":"6 "},{"v":6.529731539358592,"d":"7 "},{"v":2.796640609709795,"d":"3 "},{"v":8.274924270859627,"d":"8 "},{"v":0.2989410602509739,"d":"0 "},{"v":26.383519032798294,"d":"26 "},{"v":0.7848224499999998,"d":"1 "},null,{"v":87884,"d":"87,884 "},{"v":206,"d":"206 "},{"v":16,"d":"16 "},{"v":1825,"d":"1,825 "},{"v":2620,"d":"2,620 "},{"v":1955,"d":"1,955 "},{"v":1808,"d":"1,808 "},{"v":5078,"d":"5,078 "},{"v":4594224,"d":"4,594,224 "},{"v":0.7848224499999998,"d":"1 "},null,{"v":598009.7783197548,"d":"598,010 "},{"v":353527.32836473844,"d":"353,527 "},{"v":185779.48347827911,"d":"185,779 "},{"v":10058142.884918354,"d":"10,058,143 "},{"v":12825404.253012344,"d":"12,825,404 "},{"v":0,"d":"0 "},{"v":0,"d":"0 "},{"v":655708.4009993328,"d":"655,708 "},{"v":0,"d":"0 "},{"v":0,"d":"0 "},{"v":24676572.129092805,"d":"24,676,572 "},null,{"v":29,"d":"29 "},{"v":39,"d":"39 "},{"v":0,"d":"0 "},{"v":0,"d":"0 "},{"v":0,"d":"0 "},{"v":0,"d":"0 "},null,null,{"v":181.28000000000003,"d":"181 "},{"v":617,"d":"617 "},{"v":0,"d":"0 "},{"v":0,"d":"0 "},{"v":0,"d":"0 "},{"v":0,"d":"0 "}]
["46535_令和5年度",221,20,13,2023,"令和5年度","46535","与論町",{"$nulls":35},{"v":31,"d":"31 "},{"v":39,"d":"39 "},{"v":0,"d":"0 "},{"v":0,"d":"0 "},{"v":0,"d":"0 "},{"v":0,"d":"0 "},null,null,{"v":196.28000000000003,"d":"196 "},{"v":617,"d":"617 "},{"v":0,"d":"0 "},{"v":0,"d":"0 "},{"v":0,"d":"0 "},{"v":0,"d":"0 "}]
["46535_令和6年度",221,21,13,2024,"令和6年度","46535","与論町"]
["40608_平成2年度",171,1,11,1990,"平成2年度","40608","大任町",null,{"v":3.616106042574658,"d":"4 "},{"v":1.699897986848755,"d":"2 "},{"v":0.7564713277339814,"d":"1 "},{"v":2.101182697672726,"d":"2 "},{"v":4.880858848196571,"d":"5 "},{"v":6.559502297284143,"d":"7 "},{"v":7.627328611493088,"d":"8 "},{"v":0.408213340624909,"d":"0 "},{"v":0,"d":"0 "},{"v":0.41991754238264,"d":"0 "},null,{"v":95572,"d":"95,572 "},{"v":413,"d":"413 "},{"v":7,"d":"7 "},{"v":754,"d":"754 "},{"v":2140,"d":"2,140 "},{"v":2698,"d":"2,698 "},{"v":1852,"d":"1,852 "},{"v":6628,"d":"6,628 "},{"v":0,"d":"0 "},{"v":0.41991754238264,"d":"0 "},{"$nulls":29},"","","","","","",null,"","","","","",""]
["40608_平成17年度",172,2,11,2005,"平成17年度","40608","大任町",null,{"v":7.185307815743382,"d":"7 "},{"v":0.5505884147562674,"d":"1 "},{"v":0,"d":"0 "},{"v":2.7633266044161,"d":"3 "},{"v":7.02488517283804,"d":"7 "},{"v":8.492202251436636,"d":"8 "},{"v":9.67514858945784,"d":"10 "},{"v":0.355371159784956,"d":"0 "},{"v":0,"d":"0 "},{"v":0.7354394990604912,"d":"1 "},null,{"v":277164,"d":"277,164 "},{"v":265,"d":"265 "},{"v":0,"d":"0 "},{"v":613,"d":"613 "},{"v":2554,"d":"2,554 "},{"v":4042,"d":"4,042 "},{"v":1924,"d":"1,924 "},{"v":6032,"d":"6,032 "},{"v":0,"d":"0 "},{"v":0.7354394990604912,"d":"1 "},{"$nulls":29},"","","","","","",null,"","","","","",""]
["40608_平成18年度",173,3,11,2006,"平成18年度","40608","大任町",null,"","","","","","","","","","",null,"","","","","","","","","","",null,"","","","","","","","","","",null,null,"","","","","","","",null,"","","","","","","",null,"","","","","","",null,"","","","","",""]
["40608_平成19年度",174,4,11,2007,"平成19年度","40608","大任町",null,{"v":4.417975883817827,"d":"4 "},{"v":0.7083199987741957,"d":"1 "},{"v":0,"d":"0 "},{"v":3.352874654444984,"d":"3 "},{"v":7.032973139636194,"d":"7 "},{"v":8.229732748369585,"d":"8 "},{"v":9.544051136014769,"d":"10 "},{"v":0.367499020260843,"d":"0 "},{"v":0,"d":"0 "},{"v":0.6882131516537735,"d":"1 "},null,{"v":188749,"d":"188,749 "},{"v":317,"d":"317 "},{"v":0,"d":"0 "},{"v":886,"d":"886 "},{"v":2590,"d":"2,590 "},{"v":4072,"d":"4,072 "},{"v":1869,"d":"1,869 "},{"v":5908,"d":"5,908 "},{"v":0,"d":"0 "},{"v":0.6882131516537735,"d":"1 "},{"$nulls":29},"","","","","","",null,"","","","","",""]
["40608_平成20年度",175,5,11,2008,"平成20年度","40608","大任町",null,{"v":4.865703316368257,"d":"5 "},{"v":0.5532119478746165,"d":"1 "},{"v":0,"d":"0 "},{"v":3.508755434298033,"d":"4 "},{"v":6.567790831732389,"d":"7 "},{"v":7.976060700437825,"d":"8 "},{"v":9.420959277510466,"d":"9 "},{"v":0.355371353158818,"d":"0 "},{"v":0,"d":"0 "},{"v":0.8005351220290114,"d":"1 "},null,{"v":214725,"d":"214,725 "},{"v":317,"d":"317 "},{"v":0,"d":"0 "},{"v":886,"d":"886 "},{"v":2584,"d":"2,584 "},{"v":4085,"d":"4,085 "},{"v":1847,"d":"1,847 "},{"v":5807,"d":"5,807 "},{"v":0,"d":"0 "},{"v":0.8005351220290114,"d":"1 "},{"$nulls":29},"","","","","","",null,"","","","","",""]
["40608_平成21年度",176,6,11,2009,"平成21年度","40608","大任町",null,{"v":0,"d":"0 "},{"v":0.3773694339423259,"d":"0 "},{"v":0,"d":"0 "},{"v":4.292591563121153,"d":"4 "},{"v":6.255082109391879,"d":"6 "},{"v":8.049067079877315,"d":"8 "},{"v":9.166802940609204,"d":"9 "},{"v":0.332819618857798,"d":"0 "},{"v":0,"d":"0 "},{"v":0.6897043112440174,"d":"1 "},null,{"v":0,"d":"0 "},{"v":272,"d":"272 "},{"v":0,"d":"0 "},{"v":1143,"d":"1,143 "},{"v":2530,"d":"2,530 "},{"v":4069,"d":"4,069 "},{"v":1845,"d":"1,845 "},{"v":5709,"d":"5,709 "},{"v":0,"d":"0 "},{"v":0.6897043112440174,"d":"1 "},{"$nulls":29},{"v":0,"d":"0 "},{"v":0,"d":"0 "},{"v":0,"d":"0 "},{"v":0,"d":"0 "},{"v":0,"d":"0 "},{"v":0,"d":"0 "},null,{"v":0,"d":"0 "},{"v":0,"d":"0 "},{"v":0,"d":"0 "},{"v":0,"d":"0 "},{"v":0,"d":"0 "},{"v":0,"d":"0 "},null,0,0,0,0,0,0,0,0,0]
["40608_平成22年度",177,7,11,2010,"平成22年度","40608","大任町",null,{"v":4.895298182202572,"d":"5 "},{"v":0.422844259247537,"d":"0 "},{"v":0,"d":"0 "},{"v":4.515079170658931,"d":"5 "},{"v":6.329410249441623,"d":"6 "},{"v":8.088628452755165,"d":"8 "},{"v":9.299681152650855,"d":"9 "},{"v":0.347025463210725,"d":"0 "},{"v":0,"d":"0 "},{"v":0.6879548197161052,"d":"1 "},null,{"v":204086,"d":"204,086 "},{"v":272,"d":"272 "},{"v":0,"d":"0 "},{"v":1143,"d":"1,143 "},{"v":2525,"d":"2,525 "},{"v":4108,"d":"4,108 "},{"v":1825,"d":"1,825 "},{"v":5704,"d":"5,704 "},{"v":0,"d":"0 "},{"v":0.6879548197161052,"d":"1 "},{"$nulls":29},{"v":0,"d":"0 "},{"v":0,"d":"0 "},{"v":0,"d":"0 "},{"v":0,"d":"0 "},{"v":0,"d":"0 "},{"v":0,"d":"0 "},null,{"v":0,"d":"0 "},{"v":0,"d":"0 "},{"v":0,"d":"0 "},{"v":0,"d":"0 "},{"v":0,"d":"0 "},{"v":0,"d":"0 "},null,0,0,0,0,0,0,0,0,0]
["40608_平成23年度",178,8,11,2011,"平成23年度","40608","大任町",null,{"v":5.644010913133082,"d":"6 "},{"v":0.6854401565975605,"d":"1 "},{"v":0,"d":"0 "},{"v":5.463749393851868,"d":"5 "},{"v":7.74735000404543,"d":"8 "},{"v":7.910858090105482,"d":"8 "},{"v":9.06062611863173,"d":"9 "},{"v":0.396570463232399,"d":"0 "},{"v":0,"d":"0 "},{"v":0.7345441190955203,"d":"1 "},null,{"v":222187,"d":"222,187 "},{"v":272,"d":"272 "},{"v":0,"d":"0 "},{"v":1143,"d":"1,143 "},{"v":2533,"d":"2,533 "},{"v":4105,"d":"4,105 "},{"v":1831,"d":"1,831 "},{"v":5651,"d":"5,651 "},{"v":0,"d":"0 "},{"v":0.7345441190955203,"d":"1 "},{"$nulls":29},{"v":0,"d":"0 "},{"v":0,"d":"0 "},{"v":0,"d":"0 "},{"v":0,"d":"0 "},{"v":0,"d":"0 "},{"v":0,"d":"0 "},null,{"v":0,"d":"0 "},{"v":0,"d":"0 "},{"v":0,"d":"0 "},{"v":0,"d":"0 "},{"v":0,"d":"0 "},{"v":0,"d":"0 "},null,0,0,0,0,0,0,0,0,0]
["40608_平成24年度",179,9,11,2012,"平成24年度","40608","大任町",null,{"v":5.192215278338628,"d":"5 "},{"v":0.6403043196000477,"d":"1 "},{"v":0,"d":"0 "},{"v":6.061430483131903,"d":"6 "},{"v":8.898179702058464,"d":"9 "},{"v":7.915525025731722,"d":"8 "},{"v":9.127106425871,"d":"9 "},{"v":0.42537610959794,"d":"0 "},{"v":0,"d":"0 "},{"v":0.6105032725711294,"d":"1 "},null,{"v":196634,"d":"196,634 "},{"v":272,"d":"272 "},{"v":0,"d":"0 "},{"v":1143,"d":"1,143 "},{"v":2517,"d":"2,517 "},{"v":4140,"d":"4,140 "},{"v":1834,"d":"1,834 "},{"v":5579,"d":"5,579 "},{"v":0,"d":"0 "},{"v":0.6105032725711294,"d":"1 "},{"$nulls":29},{"v":0,"d":"0 "},{"v":0,"d":"0 "},{"v":0,"d":"0 "},{"v":0,"d":"0 "},{"v":0,"d":"0 "},{"v":0,"d":"0 "},null,{"v":0,"d":"0 "},{"v":0,"d":"0 "},{"v":0,"d":"0 "},{"v":0,"d":"0 "},{"v":0,"d":"0 "},{"v":0,"d":"0 "},null,0,0,0,0,0,0,0,0,0]
["40608_平成25年度",180,10,11,2013,"平成25年度","40608","大任町",null,{"v":4.816086201510211,"d":"5 "},{"v":0.5332617969269868,"d":"1 "},{"v":0,"d":"0 "},{"v":6.00534065598332,"d":"6 "},{"v":8.546875416464577,"d":"9 "},{"v":7.665068066679306,"d":"8 "},{"v":9.096557698114829,"d":"9 "},{"v":0.428314046959534,"d":"0 "},{"v":0,"d":"0 "},{"v":0.6673875269118034,"d":"1 "},null,{"v":183200,"d":"183,200 "},{"v":272,"d":"272 "},{"v":0,"d":"0 "},{"v":1143,"d":"1,143 "},{"v":2537,"d":"2,537 "},{"v":4188,"d":"4,188 "},{"v":1821,"d":"1,821 "},{"v":5537,"d":"5,537 "},{"v":0,"d":"0 "},{"v":0.6673875269118034,"d":"1 "},{"$nulls":29},{"v":0,"d":"0 "},{"v":0,"d":"0 "},{"v":0,"d":"0 "},{"v":0,"d":"0 "},{"v":0,"d":"0 "},{"v":0,"d":"0 "},null,{"v":0,"d":"0 "},{"v":0,"d":"0 "},{"v":0,"d":"0 "},{"v":0,"d":"0 "},{"v":0,"d":"0 "},{"v":0,"d":"0 "},null,0,0,0,0,0,0,0,0,0]
["40608_平成26年度",181,11,11,2014,"平成26年度","40608","大任町",null,{"v":5.734953189419784,"d":"6 "},{"v":0.5598410970467699,"d":"1 "},{"v":0.2179091046111133,"d":"0 "},{"v":6.516798304514166,"d":"7 "},{"v":7.396612120023968,"d":"7 "},{"v":7.300319648013591,"d":"7 "},{"v":9.234224138775902,"d":"9 "},{"v":0.403594292362149,"d":"0 "},{"v":0,"d":"0 "},{"v":0.6261861980073226,"d":"1 "},null,{"v":222548,"d":"222,548 "},{"v":219,"d":"219 "},{"v":5,"d":"5 "},{"v":1268,"d":"1,268 "},{"v":2511,"d":"2,511 "},{"v":4201,"d":"4,201 "},{"v":1839,"d":"1,839 "},{"v":5438,"d":"5,438 "},{"v":0,"d":"0 "},{"v":0.6261861980073226,"d":"1 "},{"$nulls":13},{"v":95,"d":"95 "},{"v":25,"d":"25 "},{"v":0,"d":"0 "},{"v":0,"d":"0 "},{"v":0,"d":"0 "},{"v":0,"d":"0 "},null,null,{"v":454.9,"d":"455 "},{"v":465.3,"d":"465 "},{"v":0,"d":"0 "},{"v":0,"d":"0 "},{"v":0,"d":"0 "},{"v":0,"d":"0 "},null,null,{"v":0,"d":"0 "},{"v":0,"d":"0 "},{"v":0,"d":"0 "},{"v":0,"d":"0 "},{"v":0,"d":"0 "},{"v":0,"d":"0 "},null,{"v":0,"d":"0 "},{"v":0,"d":"0 "},{"v":0,"d":"0 "},{"v":0,"d":"0 "},{"v":0,"d":"0 "},{"v":0,"d":"0 "},null,0,0,0,0,0,0,0,0,0]
["40608_平成27年度",182,12,11,2015,"平成27年度","40608","大任町",null,{"v":3.847860005536947,"d":"4 "},{"v":0.5026719435018766,"d":"1 "},{"v":0.2179587077988099,"d":"0 "},{"v":6.236683451437272,"d":"6 "},{"v":6.540484995299325,"d":"7 "},{"v":7.258270777955416,"d":"7 "},{"v":9.206342642044385,"d":"9 "},{"v":0.390660903129121,"d":"0 "},{"v":0,"d":"0 "},{"v":0.7134510778658736,"d":"1 "},null,{"v":170448,"d":"170,448 "},{"v":219,"d":"219 "},{"v":5,"d":"5 "},{"v":1268,"d":"1,268 "},{"v":2505,"d":"2,505 "},{"v":4217,"d":"4,217 "},{"v":1832,"d":"1,832 "},{"v":5377,"d":"5,377 "},{"v":0,"d":"0 "},{"v":0.7134510778658736,"d":"1 "},null,{"v":1955772.197739731,"d":"1,955,772 "},{"v":403138.2948934174,"d":"403,138 "},{"v":40938.33235976412,"d":"40,938 "},{"v":7838163.802374019,"d":"7,838,164 "},{"v":10440478.82151781,"d":"10,440,479 "},{"v":0,"d":"0 "},{"v":0,"d":"0 "},{"v":736895.2943333349,"d":"736,895 "},{"v":0,"d":"0 "},{"v":0,"d":"0 "},{"v":21415386.743218075,"d":"21,415,387 "},null,{"v":101,"d":"101 "},{"v":43,"d":"43 "},{"v":0,"d":"0 "},{"v":0,"d":"0 "},{"v":0,"d":"0 "},{"v":0,"d":"0 "},null,null,{"v":493.6,"d":"494 "},{"v":3352.3,"d":"3,352 "},{"v":0,"d":"0 "},{"v":0,"d":"0 "},{"v":0,"d":"0 "},{"v":0,"d":"0 "},null,null,{"v":0,"d":"0 "},{"v":0,"d":"0 "},{"v":0,"d":"0 "},{"v":0,"d":"0 "},{"v":0,"d":"0 "},{"v":0,"d":"0 "},null,{"v":0,"d":"0 "},{"v":0,"d":"0 "},{"v":0,"d":"0 "},{"v":0,"d":"0 "},{"v":0,"d":"0 "},{"v":0,"d":"0 "},null,0,0,0,0,0,0,0,0,0]
["40608_平成28年度",183,13,11,2016,"平成28年度","40608","大任町",null,{"v":4.482653981609913,"d":"4 "},{"v":0.4889583368547047,"d":"0 "},{"v":0.20576277791843928,"d":"0 "},{"v":5.071829473506523,"d":"5 "},{"v":6.529653363571763,"d":"7 "},{"v":7.202435645936216,"d":"7 "},{"v":8.852591363858629,"d":"9 "},{"v":0.3735021632777065,"d":"0 "},{"v":0,"d":"0 "},{"v":0.6507658487818385,"d":"1 "},null,{"v":210028,"d":"210,028 "},{"v":219,"d":"219 "},{"v":5,"d":"5 "},{"v":1268,"d":"1,268 "},{"v":2515,"d":"2,515 "},{"v":4236,"d":"4,236 "},{"v":1822,"d":"1,822 "},{"v":5288,"d":"5,288 "},{"v":0,"d":"0 "},{"v":0.6507658487818385,"d":"1 "},null,{"v":2347910.990627303,"d":"2,347,911 "},{"v":406219.9767648775,"d":"406,220 "},{"v":30363.40097366451,"d":"30,363 "},{"v":8149596.455956375,"d":"8,149,596 "},{"v":10927272.39066375,"d":"10,927,272 "},{"v":0,"d":"0 "},{"v":0,"d":"0 "},{"v":725261.2370826744,"d":"725,261 "},{"v":0,"d":"0 "},{"v":0,"d":"0 "},{"v":22586624.452068646,"d":"22,586,624 "},null,{"v":106,"d":"106 "},{"v":98,"d":"98 "},{"v":0,"d":"0 "},{"v":0,"d":"0 "},{"v":0,"d":"0 "},{"v":0,"d":"0 "},null,null,{"v":520.2,"d":"520 "},{"v":9104.8,"d":"9,105 "},{"v":0,"d":"0 "},{"v":0,"d":"0 "},{"v":0,"d":"0 "},{"v":0,"d":"0 "},null,null,{"v":0,"d":"0 "},{"v":0,"d":"0 "},{"v":0,"d":"0 "},{"v":0,"d":"0 "},{"v":0,"d":"0 "},{"v":0,"d":"0 "},null,{"v":0,"d":"0 "},{"v":0,"d":"0 "},{"v":0,"d":"0 "},{"v":0,"d":"0 "},{"v":0,"d":"0 "},{"v":0,"d":"0 "},null,0,0,0,0,0,0,0,0,0]
["40608_平成29年度",184,14,11,2017,"平成29年度","40608","大任町",null,{"v":4.600873071907056,"d":"5 "},{"v":0.5023677301006889,"d":"1 "},{"v":0.20410110817547503,"d":"0 "},{"v":4.722202402900308,"d":"5 "},{"v":6.012188526651878,"d":"6 "},{"v":7.0163346310850505,"d":"7 "},{"v":8.810997189711507,"d":"9 "},{"v":0.358042979488633,"d":"0 "},{"v":0,"d":"0 "},{"v":0.6450965676885865,"d":"1 "},null,{"v":231844,"d":"231,844 "},{"v":219,"d":"219 "},{"v":5,"d":"5 "},{"v":1268,"d":"1,268 "},{"v":2502,"d":"2,502 "},{"v":4195,"d":"4,195 "},{"v":1825,"d":"1,825 "},{"v":5242,"d":"5,242 "},{"v":0,"d":"0 "},{"v":0.6450965676885865,"d":"1 "},null,{"v":2468205.385187336,"d":"2,468,205 "},{"v":411233.747879444,"d":"411,234 "},{"v":40745.01608277169,"d":"40,745 "},{"v":7743303.952954753,"d":"7,743,304 "},{"v":11086054.78625257,"d":"11,086,055 "},{"v":0,"d":"0 "},{"v":0,"d":"0 "},{"v":720077.1963635993,"d":"720,077 "},{"v":0,"d":"0 "},{"v":0,"d":"0 "},{"v":22469620.08472047,"d":"22,469,620 "},null,{"v":108,"d":"108 "},{"v":104,"d":"104 "},{"v":0,"d":"0 "},{"v":0,"d":"0 "},{"v":0,"d":"0 "},{"v":0,"d":"0 "},null,null,{"v":529.1,"d":"529 "},{"v":11291.3,"d":"11,291 "},{"v":0,"d":"0 "},{"v":0,"d":"0 "},{"v":0,"d":"0 "},{"v":0,"d":"0 "},null,null,{"v":0,"d":"0 "},{"v":0,"d":"0 "},{"v":0,"d":"0 "},{"v":0,"d":"0 "},{"v":0,"d":"0 "},{"v":0,"d":"0 "},null,{"v":0,"d":"0 "},{"v":0,"d":"0 "},{"v":0,"d":"0 "},{"v":0,"d":"0 "},{"v":0,"d":"0 "},{"v":0,"d":"0 "},null,0,0,0,0,0,0,0,0,0]
["40608_平成30年度",185,15,11,2018,"平成30年度","40608","大任町",null,{"v":4.452263814428556,"d":"4 "},{"v":0.4239478590898949,"d":"0 "},{"v":0.18432630237090267,"d":"0 "},{"v":4.30848799771381,"d":"4 "},{"v":4.242387504979392,"d":"4 "},{"v":6.89271863354151,"d":"7 "},{"v":8.728070317502565,"d":"9 "},{"v":0.335474751081394,"d":"0 "},{"v":0,"d":"0 "},{"v":0.6106209041491818,"d":"1 "},null,{"v":247589,"d":"247,589 "},{"v":219,"d":"219 "},{"v":5,"d":"5 "},{"v":1268,"d":"1,268 "},{"v":2554,"d":"2,554 "},{"v":4200,"d":"4,200 "},{"v":1826,"d":"1,826 "},{"v":5293,"d":"5,293 "},{"v":0,"d":"0 "},{"v":0.6106209041491818,"d":"1 "},null,{"v":2418780.363148579,"d":"2,418,780 "},{"v":372010.36216395,"d":"372,010 "},{"v":38697.18856273455,"d":"38,697 "},{"v":7437212.721242723,"d":"7,437,213 "},{"v":9507758.72598903,"d":"9,507,759 "},{"v":0,"d":"0 "},{"v":0,"d":"0 "},{"v":728587.3289967574,"d":"728,587 "},{"v":0,"d":"0 "},{"v":0,"d":"0 "},{"v":20503046.690103773,"d":"20,503,047 "},null,{"v":113,"d":"113 "},{"v":105,"d":"105 "},{"v":0,"d":"0 "},{"v":0,"d":"0 "},{"v":0,"d":"0 "},{"v":0,"d":"0 "},null,null,{"v":553.7,"d":"554 "},{"v":11341,"d":"11,341 "},{"v":0,"d":"0 "},{"v":0,"d":"0 "},{"v":0,"d":"0 "},{"v":0,"d":"0 "},null,null,{"v":0,"d":"0 "},{"v":0,"d":"0 "},{"v":0,"d":"0 "},{"v":0,"d":"0 "},{"v":0,"d":"0 "},{"v":0,"d":"0 "},null,{"v":0,"d":"0 "},{"v":0,"d":"0 "},{"v":0,"d":"0 "},{"v":0,"d":"0 "},{"v":0,"d":"0 "},{"v":0,"d":"0 "},null,0,0,0,0,0,0,0,0,0]
["40608_令和元年度",186,16,11,2019,"令和元年度","40608","大任町",null,{"v":4.749226009210732,"d":"5 "},{"v":0.402826975100611,"d":"0 "},{"v":0.18744557124874278,"d":"0 "},{"v":4.524576041407497,"d":"5 "},{"v":4.209385020958599,"d":"4 "},{"v":6.737297929500646,"d":"7 "},{"v":8.572360317513132,"d":"9 "},{"v":0.324904305899025,"d":"0 "},{"v":0,"d":"0 "},{"v":0.6044017270822782,"d":"1 "},null,{"v":263550,"d":"263,550 "},{"v":219,"d":"219 "},{"v":5,"d":"5 "},{"v":1268,"d":"1,268 "},{"v":2582,"d":"2,582 "},{"v":4218,"d":"4,218 "},{"v":1780,"d":"1,780 "},{"v":5265,"d":"5,265 "},{"v":0,"d":"0 "},{"v":0.6044017270822782,"d":"1 "},null,{"v":2635386.854631839,"d":"2,635,387 "},{"v":360522.7575813615,"d":"360,523 "},{"v":41123.20899888157,"d":"41,123 "},{"v":7603941.344812256,"d":"7,603,941 "},{"v":8671190.614415554,"d":"8,671,191 "},{"v":0,"d":"0 "},{"v":0,"d":"0 "},{"v":717053.3651012204,"d":"717,053 "},{"v":0,"d":"0 "},{"v":0,"d":"0 "},{"v":20029218.145541113,"d":"20,029,218 "},null,{"v":117,"d":"117 "},{"v":105,"d":"105 "},{"v":0,"d":"0 "},{"v":0,"d":"0 "},{"v":0,"d":"0 "},{"v":0,"d":"0 "},null,null,{"v":579.46,"d":"579 "},{"v":11340.8,"d":"11,341 "},{"v":0,"d":"0 "},{"v":0,"d":"0 "},{"v":0,"d":"0 "},{"v":0,"d":"0 "},null,null,{"v":0,"d":"0 "},{"v":0,"d":"0 "},{"v":0,"d":"0 "},{"v":0,"d":"0 "},{"v":0,"d":"0 "},{"v":0,"d":"0 "},null,{"v":0,"d":"0 "},{"v":0,"d":"0 "},{"v":0,"d":"0 "},{"v":0,"d":"0 "},{"v":0,"d":"0 "},{"v":0,"d":"0 "},null,0,0,0,0,0,0,0,0,0]
["40608_令和2年度",187,17,11,2020,"令和2年度","40608","大任町",null,{"v":4.105237890014309,"d":"4 "},{"v":0.2959181886567022,"d":"0 "},{"v":0.028350697568731906,"d":"0 "},{"v":4.666121724124677,"d":"5 "},{"v":4.920502400045222,"d":"5 "},{"v":5.901426088481561,"d":"6 "},{"v":8.151196249219023,"d":"8 "},{"v":0.30783393686576,"d":"0 "},{"v":0,"d":"0 "},{"v":0.5823020374802154,"d":"1 "},null,{"v":231747,"d":"231,747 "},{"v":159,"d":"159 "},{"v":1,"d":"1 "},{"v":1377,"d":"1,377 "},{"v":2602,"d":"2,602 "},{"v":4217,"d":"4,217 "},{"v":1799,"d":"1,799 "},{"v":5221,"d":"5,221 "},{"v":0,"d":"0 "},{"v":0.5823020374802154,"d":"1 "},null,{"v":2356435.547703572,"d":"2,356,436 "},{"v":238953.2556373155,"d":"238,953 "},{"v":6451.2709351239655,"d":"6,451 "},{"v":7770617.956921263,"d":"7,770,618 "},{"v":10270112.33778829,"d":"10,270,112 "},null,null,{"v":681398.5065198446,"d":"681,399 "},null,null,{"v":21323968.875505406,"d":"21,323,969 "},null,{"v":120,"d":"120 "},{"v":107,"d":"107 "},{"v":0,"d":"0 "},{"v":0,"d":"0 "},{"v":0,"d":"0 "},{"v":0,"d":"0 "},null,null,{"v":598.8,"d":"599 "},{"v":11790.3,"d":"11,790 "},{"v":0,"d":"0 "},{"v":0,"d":"0 "},{"v":0,"d":"0 "},{"v":0,"d":"0 "},null,null,{"v":0,"d":"0 "},{"v":0,"d":"0 "},{"v":0,"d":"0 "},{"v":0,"d":"0 "},{"v":0,"d":"0 "},{"v":0,"d":"0 "},null,{"v":0,"d":"0 "},{"v":0,"d":"0 "},{"v":0,"d":"0 "},{"v":0,"d":"0 "},{"v":0,"d":"0 "},{"v":0,"d":"0 "},null,0,0,0,0,0,0,0,0,0]
["40608_令和3年度",187,18,11,2021,"令和3年度","40608","大任町",null,{"v":4.026909980526847,"d":"4 "},{"v":0.3198426869543608,"d":"0 "},{"v":0.025761173478445604,"d":"0 "},{"v":4.293696412729399,"d":"4 "},{"v":4.735199857988025,"d":"5 "},{"v":5.730115973116083,"d":"6 "},{"v":8.363897822930303,"d":"8 "},{"v":0.303788119788859,"d":"0 "},{"v":0,"d":"0 "},{"v":0.723605511537048,"d":"1 "},null,{"v":247834,"d":"247,834 "},{"v":159,"d":"159 "},{"v":1,"d":"1 "},{"v":1377,"d":"1,377 "},{"v":2615,"d":"2,615 "},{"v":4216,"d":"4,216 "},{"v":1800,"d":"1,800 "},{"v":5203,"d":"5,203 "},{"v":0,"d":"0 "},{"v":0.723605511537048,"d":"1 "},null,{"v":2403622.9586564917,"d":"2,403,623 "},{"v":266440.81265055516,"d":"266,441 "},{"v":5773.9158496961545,"d":"5,774 "},{"v":8264804.954622709,"d":"8,264,805 "},{"v":10872306.74603546,"d":"10,872,307 "},{"v":0,"d":"0 "},{"v":0,"d":"0 "},{"v":682966.0082639985,"d":"682,966 "},{"v":0,"d":"0 "},{"v":0,"d":"0 "},{"v":22495915.39607891,"d":"22,495,915 "},null,{"v":126,"d":"126 "},{"v":107,"d":"107 "},{"v":0,"d":"0 "},{"v":0,"d":"0 "},{"v":0,"d":"0 "},{"v":0,"d":"0 "},null,null,{"v":628.04,"d":"628 "},{"v":11790.3,"d":"11,790 "},{"v":0,"d":"0 "},{"v":0,"d":"0 "},{"v":0,"d":"0 "},{"v":0,"d":"0 "},null,null,{"v":0,"d":"0 "},{"v":0,"d":"0 "},{"v":0,"d":"0 "},{"v":0,"d":"0 "},{"v":0,"d":"0 "},{"v":0,"d":"0 "},null,{"v":0,"d":"0 "},{"v":0,"d":"0 "},{"v":0,"d":"0 "},{"v":0,"d":"0 "},{"v":0,"d":"0 "},{"v":0,"d":"0 "},null,0,0,0,0,0,0,0,0,0]
["40608_令和4年度",187,19,11,2022,"令和4年度","40608","大任町",null,{"v":5.105370525510638,"d":"5 "},{"v":0.31822251270759083,"d":"0 "},{"v":0.02186348674901885,"d":"0 "},{"v":4.859538984740687,"d":"5 "},{"v":6.021369625327438,"d":"6 "},{"v":5.983809550084947,"d":"6 "},{"v":8.242886400341918,"d":"8 "},{"v":0.3030030793839627,"d":"0 "},{"v":0,"d":"0 "},{"v":0.7644646588305593,"d":"1 "},null,{"v":337621,"d":"337,621 "},{"v":159,"d":"159 "},{"v":1,"d":"1 "},{"v":1377,"d":"1,377 "},{"v":2626,"d":"2,626 "},{"v":4183,"d":"4,183 "},{"v":1801,"d":"1,801 "},{"v":5147,"d":"5,147 "},{"v":0,"d":"0 "},{"v":0.7644646588305593,"d":"1 "},null,{"v":3042302.964792881,"d":"3,042,303 "},{"v":266201.83656368457,"d":"266,202 "},{"v":5714.473047301631,"d":"5,714 "},{"v":8276971.971766972,"d":"8,276,972 "},{"v":11521486.048332281,"d":"11,521,486 "},{"v":0,"d":"0 "},{"v":0,"d":"0 "},{"v":664618.1843134238,"d":"664,618 "},{"v":0,"d":"0 "},{"v":0,"d":"0 "},{"v":23777295.478816546,"d":"23,777,295 "},null,{"v":128,"d":"128 "},{"v":108,"d":"108 "},{"v":0,"d":"0 "},{"v":0,"d":"0 "},{"v":0,"d":"0 "},{"v":0,"d":"0 "},null,null,{"v":643.0699999999999,"d":"643 "},{"v":11839.8,"d":"11,840 "},{"v":0,"d":"0 "},{"v":0,"d":"0 "},{"v":0,"d":"0 "},{"v":0,"d":"0 "}]
["40608_令和5年度",187,20,11,2023,"令和5年度","40608","大任町",{"$nulls":35},{"v":130,"d":"130 "},{"v":108,"d":"108 "},{"v":0,"d":"0 "},{"v":0,"d":"0 "},{"v":0,"d":"0 "},{"v":0,"d":"0 "},null,null,{"v":657.9699999999999,"d":"658 "},{"v":11839.8,"d":"11,840 "},{"v":0,"d":"0 "},{"v":0,"d":"0 "},{"v":0,"d":"0 "},{"v":0,"d":"0 "}]
["40608_令和6年度",187,21,11,2024,"令和6年度","40608","大任町"]
["01634_平成2年度",477,1,29,1990,"平成2年度","01634","鹿追町",null,{"v":3.964247366595092,"d":"4 "},{"v":0.8034099549586003,"d":"1 "},{"v":12.99532203887191,"d":"13 "},{"v":6.337120901008918,"d":"6 "},{"v":8.848844119936022,"d":"9 "},{"v":5.623472503194301,"d":"6 "},{"v":11.27213737022494,"d":"11 "},{"v":0.388443201466702,"d":"0 "},{"v":0,"d":"0 "},{"v":0.3163141350903059,"d":"0 "},null,{"v":111302,"d":"111,302 "},{"v":147,"d":"147 "},{"v":152,"d":"152 "},{"v":2125,"d":"2,125 "},{"v":1893,"d":"1,893 "},{"v":2313,"d":"2,313 "},{"v":2737,"d":"2,737 "},{"v":6307,"d":"6,307 "},{"v":0,"d":"0 "},{"v":0.3163141350903059,"d":"0 "},{"$nulls":29},"","","","","","",null,"","","","","",""]
["01634_平成17年度",478,2,29,2005,"平成17年度","01634","鹿追町",null,{"v":1.219185415362476,"d":"1 "},{"v":0.4491260946732757,"d":"0 "},{"v":28.49135830390238,"d":"28 "},{"v":6.644206617409822,"d":"7 "},{"v":11.89925199682628,"d":"12 "},{"v":7.889218073761646,"d":"8 "},{"v":9.127024267082112,"d":"9 "},{"v":0.34959755672479,"d":"0 "},{"v":0,"d":"0 "},{"v":0,"d":"0 "},null,{"v":37655,"d":"37,655 "},{"v":137,"d":"137 "},{"v":253,"d":"253 "},{"v":1079,"d":"1,079 "},{"v":2426,"d":"2,426 "},{"v":3755,"d":"3,755 "},{"v":1815,"d":"1,815 "},{"v":5934,"d":"5,934 "},{"v":0,"d":"0 "},{"v":0,"d":"0 "},{"$nulls":29},"","","","","","",null,"","","","","",""]
["01634_平成18年度",479,3,29,2006,"平成18年度","01634","鹿追町",null,"","","","","","","","","","",null,"","","","","","","","","","",null,"","","","","","","","","","",null,null,"","","","","","","",null,"","","","","","","",null,"","","","","","",null,"","","","","",""]
["01634_平成19年度",480,4,29,2007,"平成19年度","01634","鹿追町",null,{"v":1.269206088514411,"d":"1 "},{"v":0.4027459788651331,"d":"0 "},{"v":16.82410739789179,"d":"17 "},{"v":9.84708054359347,"d":"10 "},{"v":11.64788041510104,"d":"12 "},{"v":7.445563714389379,"d":"7 "},{"v":9.268300059853829,"d":"9 "},{"v":0.355991349518078,"d":"0 "},{"v":0,"d":"0 "},{"v":0,"d":"0 "},null,{"v":41681,"d":"41,681 "},{"v":134,"d":"134 "},{"v":205,"d":"205 "},{"v":2003,"d":"2,003 "},{"v":2381,"d":"2,381 "},{"v":3684,"d":"3,684 "},{"v":1815,"d":"1,815 "},{"v":5723,"d":"5,723 "},{"v":0,"d":"0 "},{"v":0,"d":"0 "},{"$nulls":29},"","","","","","",null,"","","","","",""]
["01634_平成20年度",481,5,29,2008,"平成20年度","01634","鹿追町",null,{"v":1.109060630581717,"d":"1 "},{"v":0.3534730186475344,"d":"0 "},{"v":14.52698176380321,"d":"15 "},{"v":11.52203778272784,"d":"12 "},{"v":11.93356465065654,"d":"12 "},{"v":7.267294474181049,"d":"7 "},{"v":8.946595870467439,"d":"9 "},{"v":0.348456084877959,"d":"0 "},{"v":0,"d":"0 "},{"v":0,"d":"0 "},null,{"v":38268,"d":"38,268 "},{"v":134,"d":"134 "},{"v":205,"d":"205 "},{"v":2003,"d":"2,003 "},{"v":2407,"d":"2,407 "},{"v":3722,"d":"3,722 "},{"v":1754,"d":"1,754 "},{"v":5694,"d":"5,694 "},{"v":0,"d":"0 "},{"v":0,"d":"0 "},{"$nulls":29},"","","","","","",null,"","","","","",""]
["01634_平成21年度",482,6,29,2009,"平成21年度","01634","鹿追町",null,{"v":0.7578974785350586,"d":"1 "},{"v":0.3144508810054283,"d":"0 "},{"v":14.71780003867237,"d":"15 "},{"v":8.98223358266639,"d":"9 "},{"v":10.27137958672624,"d":"10 "},{"v":7.364629328676148,"d":"7 "},{"v":8.833916329757814,"d":"9 "},{"v":0.331886861124092,"d":"0 "},{"v":0,"d":"0 "},{"v":0,"d":"0 "},null,{"v":26409,"d":"26,409 "},{"v":146,"d":"146 "},{"v":238,"d":"238 "},{"v":1972,"d":"1,972 "},{"v":2412,"d":"2,412 "},{"v":3723,"d":"3,723 "},{"v":1778,"d":"1,778 "},{"v":5693,"d":"5,693 "},{"v":0,"d":"0 "},{"v":0,"d":"0 "},{"$nulls":29},{"v":0,"d":"0 "},{"v":0,"d":"0 "},{"v":0,"d":"0 "},{"v":0,"d":"0 "},{"v":0,"d":"0 "},{"v":0,"d":"0 "},null,{"v":0,"d":"0 "},{"v":0,"d":"0 "},{"v":0,"d":"0 "},{"v":0,"d":"0 "},{"v":0,"d":"0 "},{"v":0,"d":"0 "},null,0,0,0,0,0,0,0,0,0]
["01634_平成22年度",483,7,29,2010,"平成22年度","01634","鹿追町",null,{"v":0.6526146675030594,"d":"1 "},{"v":0.3279427811360061,"d":"0 "},{"v":13.39911831609071,"d":"13 "},{"v":8.040351789215379,"d":"8 "},{"v":10.14542888971282,"d":"10 "},{"v":7.46642626408169,"d":"7 "},{"v":9.19267112294912,"d":"9 "},{"v":0.343496803171065,"d":"0 "},{"v":0,"d":"0 "},{"v":0,"d":"0 "},null,{"v":25456,"d":"25,456 "},{"v":146,"d":"146 "},{"v":238,"d":"238 "},{"v":1972,"d":"1,972 "},{"v":2423,"d":"2,423 "},{"v":3792,"d":"3,792 "},{"v":1804,"d":"1,804 "},{"v":5646,"d":"5,646 "},{"v":0,"d":"0 "},{"v":0,"d":"0 "},{"$nulls":29},{"v":0,"d":"0 "},{"v":0,"d":"0 "},{"v":0,"d":"0 "},{"v":0,"d":"0 "},{"v":0,"d":"0 "},{"v":0,"d":"0 "},null,{"v":0,"d":"0 "},{"v":0,"d":"0 "},{"v":0,"d":"0 "},{"v":0,"d":"0 "},{"v":0,"d":"0 "},{"v":0,"d":"0 "},null,0,0,0,0,0,0,0,0,0]
["01634_平成23年度",484,8,29,2011,"平成23年度","01634","鹿追町",null,{"v":0.6601449752778582,"d":"1 "},{"v":0.4595088358840337,"d":"0 "},{"v":12.50235371353973,"d":"13 "},{"v":10.15722481018013,"d":"10 "},{"v":12.26223704583351,"d":"12 "},{"v":7.3789709201008264,"d":"7 "},{"v":9.006193083511604,"d":"9 "},{"v":0.394816037187308,"d":"0 "},{"v":0,"d":"0 "},{"v":0,"d":"0 "},null,{"v":24251,"d":"24,251 "},{"v":146,"d":"146 "},{"v":238,"d":"238 "},{"v":1972,"d":"1,972 "},{"v":2433,"d":"2,433 "},{"v":3829,"d":"3,829 "},{"v":1820,"d":"1,820 "},{"v":5626,"d":"5,626 "},{"v":0,"d":"0 "},{"v":0,"d":"0 "},{"$nulls":29},{"v":0,"d":"0 "},{"v":0,"d":"0 "},{"v":0,"d":"0 "},{"v":0,"d":"0 "},{"v":0,"d":"0 "},{"v":0,"d":"0 "},null,{"v":0,"d":"0 "},{"v":0,"d":"0 "},{"v":0,"d":"0 "},{"v":0,"d":"0 "},{"v":0,"d":"0 "},{"v":0,"d":"0 "},null,0,0,0,0,0,0,0,0,0]
["01634_平成24年度",485,9,29,2012,"平成24年度","01634","鹿追町",null,{"v":0.5260529201376042,"d":"1 "},{"v":0.5176544755986198,"d":"1 "},{"v":12.61450312954902,"d":"13 "},{"v":12.61524094131825,"d":"13 "},{"v":13.50340545292367,"d":"14 "},{"v":7.364879806550386,"d":"7 "},{"v":9.1718959339587,"d":"9 "},{"v":0.427434750027971,"d":"0 "},{"v":0,"d":"0 "},{"v":0,"d":"0 "},null,{"v":18516,"d":"18,516 "},{"v":146,"d":"146 "},{"v":238,"d":"238 "},{"v":1972,"d":"1,972 "},{"v":2439,"d":"2,439 "},{"v":3852,"d":"3,852 "},{"v":1843,"d":"1,843 "},{"v":5606,"d":"5,606 "},{"v":0,"d":"0 "},{"v":0,"d":"0 "},{"$nulls":29},{"v":0,"d":"0 "},{"v":0,"d":"0 "},{"v":0,"d":"0 "},{"v":0,"d":"0 "},{"v":0,"d":"0 "},{"v":0,"d":"0 "},null,{"v":0,"d":"0 "},{"v":0,"d":"0 "},{"v":0,"d":"0 "},{"v":0,"d":"0 "},{"v":0,"d":"0 "},{"v":0,"d":"0 "},null,0,0,0,0,0,0,0,0,0]
["01634_平成25年度",486,10,29,2013,"平成25年度","01634","鹿追町",null,{"v":0.6092284201967981,"d":"1 "},{"v":0.4278431897843822,"d":"0 "},{"v":11.13960093742189,"d":"11 "},{"v":11.73247568314397,"d":"12 "},{"v":13.13488599017987,"d":"13 "},{"v":7.176392523746313,"d":"7 "},{"v":9.271395435310888,"d":"9 "},{"v":0.4373645695339,"d":"0 "},{"v":0,"d":"0 "},{"v":0,"d":"0 "},null,{"v":21834,"d":"21,834 "},{"v":146,"d":"146 "},{"v":238,"d":"238 "},{"v":1972,"d":"1,972 "},{"v":2448,"d":"2,448 "},{"v":3921,"d":"3,921 "},{"v":1856,"d":"1,856 "},{"v":5654,"d":"5,654 "},{"v":0,"d":"0 "},{"v":0,"d":"0 "},{"$nulls":29},{"v":0,"d":"0 "},{"v":0,"d":"0 "},{"v":0,"d":"0 "},{"v":0,"d":"0 "},{"v":0,"d":"0 "},{"v":0,"d":"0 "},null,{"v":0,"d":"0 "},{"v":0,"d":"0 "},{"v":0,"d":"0 "},{"v":0,"d":"0 "},{"v":0,"d":"0 "},{"v":0,"d":"0 "},null,0,0,0,0,0,0,0,0,0]
["01634_平成26年度",487,11,29,2014,"平成26年度","01634","鹿追町",null,{"v":0.4600895235900256,"d":"0 "},{"v":0.5059007590278036,"d":"1 "},{"v":13.06812265079198,"d":"13 "},{"v":11.55235019886953,"d":"12 "},{"v":14.00473310144798,"d":"14 "},{"v":6.737286187895428,"d":"7 "},{"v":9.29448008747917,"d":"9 "},{"v":0.415840165521353,"d":"0 "},{"v":0,"d":"0 "},{"v":0,"d":"0 "},null,{"v":18313,"d":"18,313 "},{"v":150,"d":"150 "},{"v":285,"d":"285 "},{"v":1846,"d":"1,846 "},{"v":2465,"d":"2,465 "},{"v":3877,"d":"3,877 "},{"v":1851,"d":"1,851 "},{"v":5603,"d":"5,603 "},{"v":0,"d":"0 "},{"v":0,"d":"0 "},{"$nulls":13},{"v":69,"d":"69 "},{"v":24,"d":"24 "},{"v":0,"d":"0 "},{"v":0,"d":"0 "},{"v":0,"d":"0 "},{"v":1,"d":"1 "},null,null,{"v":393.089,"d":"393 "},{"v":513.3,"d":"513 "},{"v":0,"d":"0 "},{"v":0,"d":"0 "},{"v":0,"d":"0 "},{"v":292,"d":"292 "},null,null,{"v":0,"d":"0 "},{"v":0,"d":"0 "},{"v":0,"d":"0 "},{"v":0,"d":"0 "},{"v":0,"d":"0 "},{"v":0,"d":"0 "},null,{"v":0,"d":"0 "},{"v":0,"d":"0 "},{"v":0,"d":"0 "},{"v":0,"d":"0 "},{"v":0,"d":"0 "},{"v":0,"d":"0 "},null,0,0,0,0,0,0,0,0,0]
["01634_平成27年度",488,12,29,2015,"平成27年度","01634","鹿追町",null,{"v":1.311598423260023,"d":"1 "},{"v":0.4851062381133179,"d":"0 "},{"v":13.75556240529782,"d":"14 "},{"v":11.17774030895618,"d":"11 "},{"v":12.9736131011176,"d":"13 "},{"v":6.717816183628169,"d":"7 "},{"v":9.412379786325946,"d":"9 "},{"v":0.40555498628729,"d":"0 "},{"v":0,"d":"0 "},{"v":0,"d":"0 "},null,{"v":52342,"d":"52,342 "},{"v":150,"d":"150 "},{"v":285,"d":"285 "},{"v":1846,"d":"1,846 "},{"v":2481,"d":"2,481 "},{"v":3903,"d":"3,903 "},{"v":1873,"d":"1,873 "},{"v":5582,"d":"5,582 "},{"v":0,"d":"0 "},{"v":0,"d":"0 "},null,{"v":403938.9463405096,"d":"403,939 "},{"v":323187.4138222417,"d":"323,187 "},{"v":1778619.864675104,"d":"1,778,620 "},{"v":11740709.82915269,"d":"11,740,710 "},{"v":10988467.15043287,"d":"10,988,467 "},{"v":0,"d":"0 "},{"v":0,"d":"0 "},{"v":764989.684390678,"d":"764,990 "},{"v":0,"d":"0 "},{"v":0,"d":"0 "},{"v":25999912.888814095,"d":"25,999,913 "},null,{"v":112,"d":"112 "},{"v":24,"d":"24 "},{"v":0,"d":"0 "},{"v":0,"d":"0 "},{"v":0,"d":"0 "},{"v":2,"d":"2 "},null,null,{"v":764.689,"d":"765 "},{"v":513.3,"d":"513 "},{"v":0,"d":"0 "},{"v":0,"d":"0 "},{"v":0,"d":"0 "},{"v":1262,"d":"1,262 "},null,null,{"v":0,"d":"0 "},{"v":0,"d":"0 "},{"v":0,"d":"0 "},{"v":0,"d":"0 "},{"v":0,"d":"0 "},{"v":0,"d":"0 "},null,{"v":0,"d":"0 "},{"v":0,"d":"0 "},{"v":0,"d":"0 "},{"v":0,"d":"0 "},{"v":0,"d":"0 "},{"v":0,"d":"0 "},null,0,0,0,0,0,0,0,0,0]
["01634_平成28年度",489,13,29,2016,"平成28年度","01634","鹿追町",null,{"v":0.5385916861205016,"d":"1 "},{"v":0.45759007025134296,"d":"0 "},{"v":14.792018914026716,"d":"15 "},{"v":9.58361599097,"d":"10 "},{"v":13.336886299933948,"d":"13 "},{"v":6.700849594106381,"d":"7 "},{"v":11.243082555416503,"d":"11 "},{"v":0.39264344282541047,"d":"0 "},{"v":0,"d":"0 "},{"v":0,"d":"0 "},null,{"v":20459,"d":"20,459 "},{"v":150,"d":"150 "},{"v":285,"d":"285 "},{"v":1846,"d":"1,846 "},{"v":2508,"d":"2,508 "},{"v":3941,"d":"3,941 "},{"v":2314,"d":"2,314 "},{"v":5559,"d":"5,559 "},{"v":0,"d":"0 "},{"v":0,"d":"0 "},null,{"v":168776.436511862,"d":"168,776 "},{"v":308063.700671185,"d":"308,064 "},{"v":1507467.977878348,"d":"1,507,468 "},{"v":11719569.24332393,"d":"11,719,569 "},{"v":11033520.37652024,"d":"11,033,520 "},{"v":0,"d":"0 "},{"v":0,"d":"0 "},{"v":762429.5039603985,"d":"762,430 "},{"v":0,"d":"0 "},{"v":0,"d":"0 "},{"v":25499827.23886596,"d":"25,499,827 "},null,{"v":120,"d":"120 "},{"v":26,"d":"26 "},{"v":0,"d":"0 "},{"v":0,"d":"0 "},{"v":0,"d":"0 "},{"v":2,"d":"2 "},null,null,{"v":835.789,"d":"836 "},{"v":586,"d":"586 "},{"v":0,"d":"0 "},{"v":0,"d":"0 "},{"v":0,"d":"0 "},{"v":1262,"d":"1,262 "},null,null,{"v":0,"d":"0 "},{"v":0,"d":"0 "},{"v":0,"d":"0 "},{"v":0,"d":"0 "},{"v":0,"d":"0 "},{"v":0,"d":"0 "},null,{"v":0,"d":"0 "},{"v":0,"d":"0 "},{"v":0,"d":"0 "},{"v":0,"d":"0 "},{"v":0,"d":"0 "},{"v":0,"d":"0 "},null,0,0,0,0,0,0,0,0,0]
["01634_平成29年度",490,14,29,2017,"平成29年度","01634","鹿追町",null,{"v":1.5561987582208205,"d":"2 "},{"v":0.46758853774352305,"d":"0 "},{"v":13.352904208251282,"d":"13 "},{"v":9.609395635136325,"d":"10 "},{"v":12.941635165260193,"d":"13 "},{"v":6.623286087984934,"d":"7 "},{"v":11.447054431126567,"d":"11 "},{"v":0.375869995445621,"d":"0 "},{"v":0,"d":"0 "},{"v":0,"d":"0 "},null,{"v":58166.99999999999,"d":"58,167 "},{"v":150,"d":"150 "},{"v":285,"d":"285 "},{"v":1846,"d":"1,846 "},{"v":2487,"d":"2,487 "},{"v":3960,"d":"3,960 "},{"v":2371,"d":"2,371 "},{"v":5503,"d":"5,503 "},{"v":0,"d":"0 "},{"v":0,"d":"0 "},null,{"v":471517.6041314831,"d":"471,518 "},{"v":308958.7945918349,"d":"308,959 "},{"v":1841531.629875411,"d":"1,841,532 "},{"v":11429619.72319976,"d":"11,429,620 "},{"v":9921422.82423612,"d":"9,921,423 "},{"v":0,"d":"0 "},{"v":0,"d":"0 "},{"v":755929.9526113863,"d":"755,930 "},{"v":0,"d":"0 "},{"v":0,"d":"0 "},{"v":24728980.528645996,"d":"24,728,981 "},null,{"v":126,"d":"126 "},{"v":35,"d":"35 "},{"v":0,"d":"0 "},{"v":0,"d":"0 "},{"v":0,"d":"0 "},{"v":2,"d":"2 "},null,null,{"v":874.389,"d":"874 "},{"v":1033.3,"d":"1,033 "},{"v":0,"d":"0 "},{"v":0,"d":"0 "},{"v":0,"d":"0 "},{"v":1262,"d":"1,262 "},null,null,{"v":0,"d":"0 "},{"v":0,"d":"0 "},{"v":0,"d":"0 "},{"v":0,"d":"0 "},{"v":0,"d":"0 "},{"v":0,"d":"0 "},null,{"v":0,"d":"0 "},{"v":0,"d":"0 "},{"v":0,"d":"0 "},{"v":0,"d":"0 "},{"v":0,"d":"0 "},{"v":0,"d":"0 "},null,0,0,0,0,0,0,0,0,0]
["01634_平成30年度",491,15,29,2018,"平成30年度","01634","鹿追町",null,{"v":1.9694949729912905,"d":"2 "},{"v":0.43519828035973235,"d":"0 "},{"v":12.249569709960713,"d":"12 "},{"v":9.656789908375446,"d":"10 "},{"v":11.943890718841445,"d":"12 "},{"v":6.544800454896082,"d":"7 "},{"v":11.45738474866027,"d":"11 "},{"v":0.344348067754622,"d":"0 "},{"v":0,"d":"0 "},{"v":0,"d":"0 "},null,{"v":76919,"d":"76,919 "},{"v":150,"d":"150 "},{"v":285,"d":"285 "},{"v":1846,"d":"1,846 "},{"v":2493,"d":"2,493 "},{"v":3988,"d":"3,988 "},{"v":2397,"d":"2,397 "},{"v":5433,"d":"5,433 "},{"v":0,"d":"0 "},{"v":0,"d":"0 "},null,{"v":625910.9524358163,"d":"625,911 "},{"v":279533.7994053487,"d":"279,534 "},{"v":1735643.787747971,"d":"1,735,644 "},{"v":11683406.02290596,"d":"11,683,406 "},{"v":9238624.301031666,"d":"9,238,624 "},{"v":0,"d":"0 "},{"v":0,"d":"0 "},{"v":747858.4844963882,"d":"747,858 "},{"v":0,"d":"0 "},{"v":0,"d":"0 "},{"v":24310977.34802315,"d":"24,310,977 "},null,{"v":136,"d":"136 "},{"v":86,"d":"86 "},{"v":0,"d":"0 "},{"v":0,"d":"0 "},{"v":0,"d":"0 "},{"v":2,"d":"2 "},null,null,{"v":943.789,"d":"944 "},{"v":3442.9,"d":"3,443 "},{"v":0,"d":"0 "},{"v":0,"d":"0 "},{"v":0,"d":"0 "},{"v":1255,"d":"1,255 "},null,null,{"v":0,"d":"0 "},{"v":0,"d":"0 "},{"v":0,"d":"0 "},{"v":0,"d":"0 "},{"v":0,"d":"0 "},{"v":0,"d":"0 "},null,{"v":0,"d":"0 "},{"v":0,"d":"0 "},{"v":0,"d":"0 "},{"v":0,"d":"0 "},{"v":0,"d":"0 "},{"v":0,"d":"0 "},null,0,0,0,0,0,0,0,0,0]
["01634_令和元年度",492,16,29,2019,"令和元年度","01634","鹿追町",null,{"v":1.3708710235485186,"d":"1 "},{"v":0.4038319582545478,"d":"0 "},{"v":12.304451961949933,"d":"12 "},{"v":8.663017412817211,"d":"9 "},{"v":11.965295388230562,"d":"12 "},{"v":6.3427714741695285,"d":"6 "},{"v":9.453676013077684,"d":"9 "},{"v":0.328977180388927,"d":"0 "},{"v":0,"d":"0 "},{"v":0,"d":"0 "},null,{"v":56321,"d":"56,321 "},{"v":150,"d":"150 "},{"v":285,"d":"285 "},{"v":1846,"d":"1,846 "},{"v":2467,"d":"2,467 "},{"v":3971,"d":"3,971 "},{"v":1963,"d":"1,963 "},{"v":5331,"d":"5,331 "},{"v":0,"d":"0 "},{"v":0,"d":"0 "},null,{"v":449713.6164203974,"d":"449,714 "},{"v":279451.0216022917,"d":"279,451 "},{"v":1873976.850234881,"d":"1,873,977 "},{"v":11448768.00180456,"d":"11,448,768 "},{"v":9643682.083113236,"d":"9,643,682 "},{"v":0,"d":"0 "},{"v":0,"d":"0 "},{"v":726042.0682534864,"d":"726,042 "},{"v":0,"d":"0 "},{"v":0,"d":"0 "},{"v":24421633.641428854,"d":"24,421,634 "},null,{"v":144,"d":"144 "},{"v":88,"d":"88 "},{"v":0,"d":"0 "},{"v":0,"d":"0 "},{"v":0,"d":"0 "},{"v":2,"d":"2 "},null,null,{"v":1005.116,"d":"1,005 "},{"v":3542.000000000005,"d":"3,542 "},{"v":0,"d":"0 "},{"v":0,"d":"0 "},{"v":0,"d":"0 "},{"v":1254.97,"d":"1,255 "},null,null,{"v":0,"d":"0 "},{"v":0,"d":"0 "},{"v":0,"d":"0 "},{"v":0,"d":"0 "},{"v":0,"d":"0 "},{"v":0,"d":"0 "},null,{"v":0,"d":"0 "},{"v":0,"d":"0 "},{"v":0,"d":"0 "},{"v":0,"d":"0 "},{"v":0,"d":"0 "},{"v":0,"d":"0 "},null,0,0,0,0,0,0,0,0,0]
["01634_令和2年度",493,17,29,2020,"令和2年度","01634","鹿追町",null,{"v":0,"d":"0 "},{"v":0.45394570234853115,"d":"0 "},{"v":19.24077328557522,"d":"19 "},{"v":7.470583826917423,"d":"7 "},{"v":10.966868750690187,"d":"11 "},{"v":5.559963445467687,"d":"6 "},{"v":8.953176091415669,"d":"9 "},{"v":0.309366915674132,"d":"0 "},{"v":0,"d":"0 "},{"v":0,"d":"0 "},null,{"v":0,"d":"0 "},{"v":156,"d":"156 "},{"v":396,"d":"396 "},{"v":1674,"d":"1,674 "},{"v":2467,"d":"2,467 "},{"v":3973,"d":"3,973 "},{"v":1976,"d":"1,976 "},{"v":5247,"d":"5,247 "},{"v":0,"d":"0 "},{"v":0,"d":"0 "},null,{"v":0,"d":"0 "},{"v":290843.28201848967,"d":"290,843 "},{"v":2821626.463670171,"d":"2,821,626 "},{"v":9611575.095599689,"d":"9,611,575 "},{"v":10130705.45331076,"d":"10,130,705 "},null,null,{"v":684791.7953858696,"d":"684,792 "},null,null,{"v":23539542.08998498,"d":"23,539,542 "},null,{"v":150,"d":"150 "},{"v":90,"d":"90 "},{"v":0,"d":"0 "},{"v":0,"d":"0 "},{"v":0,"d":"0 "},{"v":2,"d":"2 "},null,null,{"v":1043.156,"d":"1,043 "},{"v":3641.000000000002,"d":"3,641 "},{"v":0,"d":"0 "},{"v":0,"d":"0 "},{"v":0,"d":"0 "},{"v":1254.97,"d":"1,255 "},null,null,{"v":0,"d":"0 "},{"v":0,"d":"0 "},{"v":0,"d":"0 "},{"v":0,"d":"0 "},{"v":0,"d":"0 "},{"v":0,"d":"0 "},null,{"v":0,"d":"0 "},{"v":0,"d":"0 "},{"v":0,"d":"0 "},{"v":0,"d":"0 "},{"v":0,"d":"0 "},{"v":0,"d":"0 "},null,0,0,0,0,0,0,0,0,0]
["01634_令和3年度",493,18,29,2021,"令和3年度","01634","鹿追町",null,{"v":1.5323655779038146,"d":"2 "},{"v":0.43727571894130346,"d":"0 "},{"v":17.558916969688788,"d":"18 "},{"v":7.587248152801351,"d":"8 "},{"v":10.984130744877497,"d":"11 "},{"v":5.364508478626466,"d":"5 "},{"v":9.27927997355101,"d":"9 "},{"v":0.305247797473795,"d":"0 "},{"v":0,"d":"0 "},{"v":0.2323137507066634,"d":"0 "},null,{"v":73288,"d":"73,288 "},{"v":156,"d":"156 "},{"v":396,"d":"396 "},{"v":1674,"d":"1,674 "},{"v":2501,"d":"2,501 "},{"v":3947,"d":"3,947 "},{"v":1997,"d":"1,997 "},{"v":5228,"d":"5,228 "},{"v":0,"d":"0 "},{"v":0.2323137507066634,"d":"0 "},null,{"v":561354.5342386345,"d":"561,355 "},{"v":295865.68897258816,"d":"295,866 "},{"v":2529752.3331287554,"d":"2,529,752 "},{"v":10546747.048144814,"d":"10,546,747 "},{"v":10004509.84866682,"d":"10,004,510 "},{"v":0,"d":"0 "},{"v":0,"d":"0 "},{"v":686247.6054591937,"d":"686,248 "},{"v":0,"d":"0 "},{"v":0,"d":"0 "},{"v":24624477.058610808,"d":"24,624,477 "},null,{"v":157,"d":"157 "},{"v":93,"d":"93 "},{"v":0,"d":"0 "},{"v":0,"d":"0 "},{"v":0,"d":"0 "},{"v":2,"d":"2 "},null,null,{"v":1101.686,"d":"1,102 "},{"v":3789.500000000002,"d":"3,790 "},{"v":0,"d":"0 "},{"v":0,"d":"0 "},{"v":0,"d":"0 "},{"v":1254.97,"d":"1,255 "},null,null,{"v":0,"d":"0 "},{"v":0,"d":"0 "},{"v":0,"d":"0 "},{"v":0,"d":"0 "},{"v":0,"d":"0 "},{"v":0,"d":"0 "},null,{"v":0,"d":"0 "},{"v":0,"d":"0 "},{"v":0,"d":"0 "},{"v":0,"d":"0 "},{"v":0,"d":"0 "},{"v":0,"d":"0 "},null,0,0,0,0,0,0,0,0,0]
["01634_令和4年度",493,19,29,2022,"令和4年度","01634","鹿追町",null,{"v":1.0839847134460057,"d":"1 "},{"v":0.41827787179372994,"d":"0 "},{"v":15.743887395835493,"d":"16 "},{"v":7.73559730390287,"d":"8 "},{"v":10.778649531584968,"d":"11 "},{"v":5.6147388200055985,"d":"6 "},{"v":9.254367740972437,"d":"9 "},{"v":0.30282646985644146,"d":"0 "},{"v":0,"d":"0 "},{"v":0.2783462065609714,"d":"0 "},null,{"v":63763,"d":"63,763 "},{"v":156,"d":"156 "},{"v":396,"d":"396 "},{"v":1674,"d":"1,674 "},{"v":2492,"d":"2,492 "},{"v":3925,"d":"3,925 "},{"v":2022,"d":"2,022 "},{"v":5144,"d":"5,144 "},{"v":0,"d":"0 "},{"v":0.2783462065609714,"d":"0 "},null,{"v":435407.290058851,"d":"435,407 "},{"v":298464.74234342994,"d":"298,465 "},{"v":2808048.3462421666,"d":"2,808,048 "},{"v":10474231.57511483,"d":"10,474,232 "},{"v":10147086.79203943,"d":"10,147,087 "},{"v":0,"d":"0 "},{"v":0,"d":"0 "},{"v":664230.8024302025,"d":"664,231 "},{"v":0,"d":"0 "},{"v":0,"d":"0 "},{"v":24827469.54822891,"d":"24,827,470 "},null,{"v":171,"d":"171 "},{"v":96,"d":"96 "},{"v":0,"d":"0 "},{"v":0,"d":"0 "},{"v":0,"d":"0 "},{"v":2,"d":"2 "},null,null,{"v":1189.7040000000002,"d":"1,190 "},{"v":5423.300000000002,"d":"5,423 "},{"v":0,"d":"0 "},{"v":0,"d":"0 "},{"v":0,"d":"0 "},{"v":1254.97,"d":"1,255 "}]
["01634_令和5年度",493,20,29,2023,"令和5年度","01634","鹿追町",{"$nulls":35},{"v":190,"d":"190 "},{"v":100,"d":"100 "},{"v":0,"d":"0 "},{"v":0,"d":"0 "},{"v":0,"d":"0 "},{"v":2,"d":"2 "},null,null,{"v":1370.8040000000005,"d":"1,371 "},{"v":5621.300000000002,"d":"5,621 "},{"v":0,"d":"0 "},{"v":0,"d":"0 "},{"v":0,"d":"0 "},{"v":1254.97,"d":"1,255 "}]
["01634_令和6年度",493,21,29,2024,"令和6年度","01634","鹿追町"]
["07362_平成2年度",137,1,9,1990,"平成2年度","07362","下郷町",null,{"v":8.27590792504795,"d":"8 "},{"v":2.343706197637345,"d":"2 "},{"v":7.173655061724192,"d":"7 "},{"v":4.781614942680826,"d":"5 "},{"v":6.62608556630091,"d":"7 "},{"v":5.929809526714613,"d":"6 "},{"v":8.44689577871076,"d":"8 "},{"v":0.525787158858608,"d":"1 "},{"v":0,"d":"0 "},{"v":0.5179861301066796,"d":"1 "},null,{"v":860557,"d":"860,557 "},{"v":721,"d":"721 "},{"v":81,"d":"81 "},{"v":1649,"d":"1,649 "},{"v":2270,"d":"2,270 "},{"v":2439,"d":"2,439 "},{"v":2051,"d":"2,051 "},{"v":8537,"d":"8,537 "},{"v":0,"d":"0 "},{"v":0.5179861301066796,"d":"1 "},{"$nulls":29},"","","","","","",null,"","","","","",""]
["07362_平成17年度",138,2,9,2005,"平成17年度","07362","下郷町",null,{"v":4.111524617225433,"d":"4 "},{"v":1.810523538771953,"d":"2 "},{"v":2.093954945020973,"d":"2 "},{"v":8.033651011939222,"d":"8 "},{"v":10.51393425663131,"d":"11 "},{"v":7.550958657017138,"d":"8 "},{"v":9.453887395104337,"d":"9 "},{"v":0.431547371588993,"d":"0 "},{"v":0,"d":"0 "},{"v":1.09328082198907,"d":"1 "},null,{"v":445014,"d":"445,014 "},{"v":690,"d":"690 "},{"v":25,"d":"25 "},{"v":1300,"d":"1,300 "},{"v":2320,"d":"2,320 "},{"v":3594,"d":"3,594 "},{"v":1880,"d":"1,880 "},{"v":7325,"d":"7,325 "},{"v":0,"d":"0 "},{"v":1.09328082198907,"d":"1 "},{"$nulls":29},"","","","","","",null,"","","","","",""]
["07362_平成18年度",139,3,9,2006,"平成18年度","07362","下郷町",null,"","","","","","","","","","",null,"","","","","","","","","","",null,"","","","","","","","","","",null,null,"","","","","","","",null,"","","","","","","",null,"","","","","","",null,"","","","","",""]
["07362_平成19年度",140,4,9,2007,"平成19年度","07362","下郷町",null,{"v":4.078507558862301,"d":"4 "},{"v":1.516070138899747,"d":"2 "},{"v":2.272118511592451,"d":"2 "},{"v":7.131507660714676,"d":"7 "},{"v":10.62384631790558,"d":"11 "},{"v":7.083795010568614,"d":"7 "},{"v":9.12531802036297,"d":"9 "},{"v":0.437229284599436,"d":"0 "},{"v":0,"d":"0 "},{"v":0.7609952024460368,"d":"1 "},null,{"v":520873,"d":"520,873 "},{"v":604,"d":"604 "},{"v":34,"d":"34 "},{"v":1554,"d":"1,554 "},{"v":2299,"d":"2,299 "},{"v":3505,"d":"3,505 "},{"v":1787,"d":"1,787 "},{"v":7029,"d":"7,029 "},{"v":0,"d":"0 "},{"v":0.7609952024460368,"d":"1 "},{"$nulls":29},"","","","","","",null,"","","","","",""]
["07362_平成20年度",141,5,9,2008,"平成20年度","07362","下郷町",null,{"v":3.454933934451042,"d":"3 "},{"v":1.201097584266949,"d":"1 "},{"v":2.219683319662459,"d":"2 "},{"v":7.991621262345698,"d":"8 "},{"v":10.07092103577663,"d":"10 "},{"v":6.81430889706928,"d":"7 "},{"v":8.60485019012461,"d":"9 "},{"v":0.422198547518974,"d":"0 "},{"v":0,"d":"0 "},{"v":0.8655065404920316,"d":"1 "},null,{"v":459811,"d":"459,811 "},{"v":604,"d":"604 "},{"v":34,"d":"34 "},{"v":1554,"d":"1,554 "},{"v":2284,"d":"2,284 "},{"v":3490,"d":"3,490 "},{"v":1687,"d":"1,687 "},{"v":6899,"d":"6,899 "},{"v":0,"d":"0 "},{"v":0.8655065404920316,"d":"1 "},{"$nulls":29},"","","","","","",null,"","","","","",""]
["07362_平成21年度",142,6,9,2009,"平成21年度","07362","下郷町",null,{"v":3.557753855860732,"d":"4 "},{"v":0.9085256103916923,"d":"1 "},{"v":6.017908667281065,"d":"6 "},{"v":8.383595936903568,"d":"8 "},{"v":9.158749452381896,"d":"9 "},{"v":6.802836492430102,"d":"7 "},{"v":8.257575331865853,"d":"8 "},{"v":0.394789710790857,"d":"0 "},{"v":0,"d":"0 "},{"v":0.685050874880224,"d":"1 "},null,{"v":409876,"d":"409,876 "},{"v":466,"d":"466 "},{"v":127,"d":"127 "},{"v":1615,"d":"1,615 "},{"v":2269,"d":"2,269 "},{"v":3439,"d":"3,439 "},{"v":1662,"d":"1,662 "},{"v":6772,"d":"6,772 "},{"v":0,"d":"0 "},{"v":0.685050874880224,"d":"1 "},{"$nulls":29},{"v":0,"d":"0 "},{"v":0,"d":"0 "},{"v":0,"d":"0 "},{"v":0,"d":"0 "},{"v":0,"d":"0 "},{"v":0,"d":"0 "},null,{"v":0,"d":"0 "},{"v":0,"d":"0 "},{"v":0,"d":"0 "},{"v":0,"d":"0 "},{"v":0,"d":"0 "},{"v":0,"d":"0 "},null,0,0,0,0,0,0,0,0,0]
["07362_平成22年度",143,7,9,2010,"平成22年度","07362","下郷町",null,{"v":3.373233796576386,"d":"3 "},{"v":0.9260207247219344,"d":"1 "},{"v":5.697377612189294,"d":"6 "},{"v":8.17627057128283,"d":"8 "},{"v":9.089764482332479,"d":"9 "},{"v":6.791061230173457,"d":"7 "},{"v":8.372260895235812,"d":"8 "},{"v":0.402571439352274,"d":"0 "},{"v":0,"d":"0 "},{"v":0.7159963946748825,"d":"1 "},null,{"v":415744,"d":"415,744 "},{"v":466,"d":"466 "},{"v":127,"d":"127 "},{"v":1615,"d":"1,615 "},{"v":2248,"d":"2,248 "},{"v":3449,"d":"3,449 "},{"v":1643,"d":"1,643 "},{"v":6617,"d":"6,617 "},{"v":0,"d":"0 "},{"v":0.7159963946748825,"d":"1 "},{"$nulls":29},{"v":0,"d":"0 "},{"v":0,"d":"0 "},{"v":0,"d":"0 "},{"v":0,"d":"0 "},{"v":0,"d":"0 "},{"v":0,"d":"0 "},null,{"v":0,"d":"0 "},{"v":0,"d":"0 "},{"v":0,"d":"0 "},{"v":0,"d":"0 "},{"v":0,"d":"0 "},{"v":0,"d":"0 "},null,0,0,0,0,0,0,0,0,0]
["07362_平成23年度",144,8,9,2011,"平成23年度","07362","下郷町",null,{"v":2.748231092868269,"d":"3 "},{"v":1.24389055707309,"d":"1 "},{"v":5.318785563557897,"d":"5 "},{"v":9.515570167121288,"d":"10 "},{"v":10.63007402358467,"d":"11 "},{"v":6.667860899333731,"d":"7 "},{"v":8.145161437065989,"d":"8 "},{"v":0.457273604392553,"d":"0 "},{"v":0,"d":"0 "},{"v":0.69684704832,"d":"1 "},null,{"v":279307,"d":"279,307 "},{"v":466,"d":"466 "},{"v":127,"d":"127 "},{"v":1615,"d":"1,615 "},{"v":2246,"d":"2,246 "},{"v":3460,"d":"3,460 "},{"v":1646,"d":"1,646 "},{"v":6516,"d":"6,516 "},{"v":0,"d":"0 "},{"v":0.69684704832,"d":"1 "},{"$nulls":29},{"v":0,"d":"0 "},{"v":0,"d":"0 "},{"v":0,"d":"0 "},{"v":0,"d":"0 "},{"v":0,"d":"0 "},{"v":0,"d":"0 "},null,{"v":0,"d":"0 "},{"v":0,"d":"0 "},{"v":0,"d":"0 "},{"v":0,"d":"0 "},{"v":0,"d":"0 "},{"v":0,"d":"0 "},null,0,0,0,0,0,0,0,0,0]
["07362_平成24年度",145,9,9,2012,"平成24年度","07362","下郷町",null,{"v":4.815893089201499,"d":"5 "},{"v":1.167727324837924,"d":"1 "},{"v":5.33467077487391,"d":"5 "},{"v":10.70616663736874,"d":"11 "},{"v":11.2879835296619,"d":"11 "},{"v":6.7358441221383725,"d":"7 "},{"v":8.121830799902659,"d":"8 "},{"v":0.490947619591528,"d":"0 "},{"v":0,"d":"0 "},{"v":0.9246878569376765,"d":"1 "},null,{"v":448869,"d":"448,869 "},{"v":466,"d":"466 "},{"v":127,"d":"127 "},{"v":1615,"d":"1,615 "},{"v":2243,"d":"2,243 "},{"v":3523,"d":"3,523 "},{"v":1632,"d":"1,632 "},{"v":6439,"d":"6,439 "},{"v":0,"d":"0 "},{"v":0.9246878569376765,"d":"1 "},{"$nulls":29},{"v":0,"d":"0 "},{"v":0,"d":"0 "},{"v":0,"d":"0 "},{"v":0,"d":"0 "},{"v":0,"d":"0 "},{"v":0,"d":"0 "},null,{"v":0,"d":"0 "},{"v":0,"d":"0 "},{"v":0,"d":"0 "},{"v":0,"d":"0 "},{"v":0,"d":"0 "},{"v":0,"d":"0 "},null,0,0,0,0,0,0,0,0,0]
["07362_平成25年度",146,10,9,2013,"平成25年度","07362","下郷町",null,{"v":4.620861936244739,"d":"5 "},{"v":0.9913706218739625,"d":"1 "},{"v":3.870021813449029,"d":"4 "},{"v":9.240097292726135,"d":"9 "},{"v":11.05320931407287,"d":"11 "},{"v":6.51201341481494,"d":"7 "},{"v":8.157429281176011,"d":"8 "},{"v":0.490739446254521,"d":"0 "},{"v":0,"d":"0 "},{"v":0.7163073136741747,"d":"1 "},null,{"v":473519,"d":"473,519 "},{"v":466,"d":"466 "},{"v":127,"d":"127 "},{"v":1615,"d":"1,615 "},{"v":2233,"d":"2,233 "},{"v":3558,"d":"3,558 "},{"v":1633,"d":"1,633 "},{"v":6344,"d":"6,344 "},{"v":0,"d":"0 "},{"v":0.7163073136741747,"d":"1 "},{"$nulls":29},{"v":0,"d":"0 "},{"v":0,"d":"0 "},{"v":0,"d":"0 "},{"v":0,"d":"0 "},{"v":0,"d":"0 "},{"v":0,"d":"0 "},null,{"v":0,"d":"0 "},{"v":0,"d":"0 "},{"v":0,"d":"0 "},{"v":0,"d":"0 "},{"v":0,"d":"0 "},{"v":0,"d":"0 "},null,0,0,0,0,0,0,0,0,0]
["07362_平成26年度",147,11,9,2014,"平成26年度","07362","下郷町",null,{"v":3.587014366945054,"d":"4 "},{"v":1.069939646929723,"d":"1 "},{"v":3.855192535568193,"d":"4 "},{"v":9.53794967987988,"d":"10 "},{"v":10.80524870931721,"d":"11 "},{"v":6.23507424353077,"d":"6 "},{"v":8.270128959523607,"d":"8 "},{"v":0.462671353178675,"d":"0 "},{"v":0,"d":"0 "},{"v":1.462984947827145,"d":"1 "},null,{"v":395335,"d":"395,335 "},{"v":463,"d":"463 "},{"v":84,"d":"84 "},{"v":1491,"d":"1,491 "},{"v":2235,"d":"2,235 "},{"v":3588,"d":"3,588 "},{"v":1647,"d":"1,647 "},{"v":6234,"d":"6,234 "},{"v":0,"d":"0 "},{"v":1.462984947827145,"d":"1 "},{"$nulls":13},{"v":30,"d":"30 "},{"v":2,"d":"2 "},{"v":0,"d":"0 "},{"v":0,"d":"0 "},{"v":0,"d":"0 "},{"v":0,"d":"0 "},null,null,{"v":140.1,"d":"140 "},{"v":99,"d":"99 "},{"v":0,"d":"0 "},{"v":0,"d":"0 "},{"v":0,"d":"0 "},{"v":0,"d":"0 "},null,null,{"v":0,"d":"0 "},{"v":0,"d":"0 "},{"v":0,"d":"0 "},{"v":0,"d":"0 "},{"v":0,"d":"0 "},{"v":0,"d":"0 "},null,{"v":0,"d":"0 "},{"v":0,"d":"0 "},{"v":0,"d":"0 "},{"v":0,"d":"0 "},{"v":0,"d":"0 "},{"v":0,"d":"0 "},null,0,0,0,0,0,0,0,0,0]
["07362_平成27年度",148,12,9,2015,"平成27年度","07362","下郷町",null,{"v":3.819335941673069,"d":"4 "},{"v":1.081289244664713,"d":"1 "},{"v":3.921531675414953,"d":"4 "},{"v":9.38342224335648,"d":"9 "},{"v":9.982938563174,"d":"10 "},{"v":6.125725800033988,"d":"6 "},{"v":8.226409882656473,"d":"8 "},{"v":0.447185765065974,"d":"0 "},{"v":0,"d":"0 "},{"v":1.031385756972597,"d":"1 "},null,{"v":466071,"d":"466,071 "},{"v":463,"d":"463 "},{"v":84,"d":"84 "},{"v":1491,"d":"1,491 "},{"v":2303,"d":"2,303 "},{"v":3559,"d":"3,559 "},{"v":1637,"d":"1,637 "},{"v":6155,"d":"6,155 "},{"v":0,"d":"0 "},{"v":1.031385756972597,"d":"1 "},null,{"v":4062590.191519141,"d":"4,062,590 "},{"v":795132.3719522788,"d":"795,132 "},{"v":682086.7606450906,"d":"682,087 "},{"v":10505765.23169051,"d":"10,505,765 "},{"v":13285679.84064887,"d":"13,285,680 "},{"v":0,"d":"0 "},{"v":0,"d":"0 "},{"v":843516.9307460806,"d":"843,517 "},{"v":0,"d":"0 "},{"v":0,"d":"0 "},{"v":30174771.327201974,"d":"30,174,771 "},null,{"v":33,"d":"33 "},{"v":3,"d":"3 "},{"v":0,"d":"0 "},{"v":3,"d":"3 "},{"v":0,"d":"0 "},{"v":0,"d":"0 "},null,null,{"v":157.5,"d":"158 "},{"v":148.5,"d":"149 "},{"v":0,"d":"0 "},{"v":8245,"d":"8,245 "},{"v":0,"d":"0 "},{"v":0,"d":"0 "},null,null,{"v":0,"d":"0 "},{"v":0,"d":"0 "},{"v":0,"d":"0 "},{"v":0,"d":"0 "},{"v":0,"d":"0 "},{"v":0,"d":"0 "},null,{"v":0,"d":"0 "},{"v":0,"d":"0 "},{"v":0,"d":"0 "},{"v":0,"d":"0 "},{"v":0,"d":"0 "},{"v":0,"d":"0 "},null,0,0,0,0,0,0,0,0,0]
["07362_平成28年度",149,13,9,2016,"平成28年度","07362","下郷町",null,{"v":4.940456645444367,"d":"5 "},{"v":1.1107304092175962,"d":"1 "},{"v":4.299541918150622,"d":"4 "},{"v":6.855288265839838,"d":"7 "},{"v":9.26802442520021,"d":"9 "},{"v":6.085343998301633,"d":"6 "},{"v":8.138359239551704,"d":"8 "},{"v":0.4263349201104835,"d":"0 "},{"v":0,"d":"0 "},{"v":0.5366921590902127,"d":"1 "},null,{"v":594086,"d":"594,086 "},{"v":463,"d":"463 "},{"v":84,"d":"84 "},{"v":1491,"d":"1,491 "},{"v":2298,"d":"2,298 "},{"v":3579,"d":"3,579 "},{"v":1675,"d":"1,675 "},{"v":6036,"d":"6,036 "},{"v":0,"d":"0 "},{"v":0.5366921590902127,"d":"1 "},null,{"v":5486464.217467116,"d":"5,486,464 "},{"v":783782.7653588317,"d":"783,783 "},{"v":600106.9506432267,"d":"600,107 "},{"v":9357701.680118905,"d":"9,357,702 "},{"v":11814931.84033846,"d":"11,814,932 "},{"v":0,"d":"0 "},{"v":0,"d":"0 "},{"v":827851.139756245,"d":"827,851 "},{"v":0,"d":"0 "},{"v":0,"d":"0 "},{"v":28870838.593682785,"d":"28,870,839 "},null,{"v":38,"d":"38 "},{"v":3,"d":"3 "},{"v":0,"d":"0 "},{"v":3,"d":"3 "},{"v":0,"d":"0 "},{"v":0,"d":"0 "},null,null,{"v":188.8,"d":"189 "},{"v":148.5,"d":"149 "},{"v":0,"d":"0 "},{"v":8245,"d":"8,245 "},{"v":0,"d":"0 "},{"v":0,"d":"0 "},null,null,{"v":0,"d":"0 "},{"v":0,"d":"0 "},{"v":0,"d":"0 "},{"v":0,"d":"0 "},{"v":0,"d":"0 "},{"v":0,"d":"0 "},null,{"v":0,"d":"0 "},{"v":0,"d":"0 "},{"v":0,"d":"0 "},{"v":0,"d":"0 "},{"v":0,"d":"0 "},{"v":0,"d":"0 "},null,0,0,0,0,0,0,0,0,0]
["07362_平成29年度",150,14,9,2017,"平成29年度","07362","下郷町",null,{"v":4.268897691298332,"d":"4 "},{"v":1.141675743604843,"d":"1 "},{"v":4.454459294322859,"d":"4 "},{"v":6.354046424166764,"d":"6 "},{"v":9.659503442087074,"d":"10 "},{"v":5.919143804388557,"d":"6 "},{"v":8.038526203216252,"d":"8 "},{"v":0.399229533596158,"d":"0 "},{"v":0,"d":"0 "},{"v":0.8020894664507384,"d":"1 "},null,{"v":542698,"d":"542,698 "},{"v":463,"d":"463 "},{"v":84,"d":"84 "},{"v":1491,"d":"1,491 "},{"v":2257,"d":"2,257 "},{"v":3539,"d":"3,539 "},{"v":1665,"d":"1,665 "},{"v":5845,"d":"5,845 "},{"v":0,"d":"0 "},{"v":0.8020894664507384,"d":"1 "},null,{"v":4844889.384007784,"d":"4,844,889 "},{"v":821026.2342400731,"d":"821,026 "},{"v":840363.5686296751,"d":"840,364 "},{"v":9179396.411940917,"d":"9,179,396 "},{"v":12767736.2600983,"d":"12,767,736 "},{"v":0,"d":"0 "},{"v":0,"d":"0 "},{"v":802909.4263153829,"d":"802,909 "},{"v":0,"d":"0 "},{"v":0,"d":"0 "},{"v":29256321.285232134,"d":"29,256,321 "},null,{"v":43,"d":"43 "},{"v":3,"d":"3 "},{"v":0,"d":"0 "},{"v":3,"d":"3 "},{"v":0,"d":"0 "},{"v":0,"d":"0 "},null,null,{"v":214.1,"d":"214 "},{"v":148.5,"d":"149 "},{"v":0,"d":"0 "},{"v":8245,"d":"8,245 "},{"v":0,"d":"0 "},{"v":0,"d":"0 "},null,null,{"v":0,"d":"0 "},{"v":0,"d":"0 "},{"v":0,"d":"0 "},{"v":0,"d":"0 "},{"v":0,"d":"0 "},{"v":0,"d":"0 "},null,{"v":0,"d":"0 "},{"v":0,"d":"0 "},{"v":0,"d":"0 "},{"v":0,"d":"0 "},{"v":0,"d":"0 "},{"v":0,"d":"0 "},null,0,0,0,0,0,0,0,0,0]
["07362_平成30年度",151,15,9,2018,"平成30年度","07362","下郷町",null,{"v":4.459061763192676,"d":"4 "},{"v":1.0851533417841177,"d":"1 "},{"v":4.039276201623124,"d":"4 "},{"v":6.739451387926638,"d":"7 "},{"v":8.866364763254463,"d":"9 "},{"v":5.724238712807806,"d":"6 "},{"v":7.882030642695361,"d":"8 "},{"v":0.363362317768682,"d":"0 "},{"v":0,"d":"0 "},{"v":0.4914521059986225,"d":"0 "},null,{"v":546693,"d":"546,693 "},{"v":463,"d":"463 "},{"v":84,"d":"84 "},{"v":1491,"d":"1,491 "},{"v":2257,"d":"2,257 "},{"v":3488,"d":"3,488 "},{"v":1649,"d":"1,649 "},{"v":5733,"d":"5,733 "},{"v":0,"d":"0 "},{"v":0.4914521059986225,"d":"0 "},null,{"v":5106815.858404354,"d":"5,106,816 "},{"v":729712.3846398148,"d":"729,712 "},{"v":796775.6674422325,"d":"796,776 "},{"v":9156166.016795551,"d":"9,156,166 "},{"v":11222405.12342167,"d":"11,222,405 "},{"v":0,"d":"0 "},{"v":0,"d":"0 "},{"v":789153.8177098827,"d":"789,154 "},{"v":0,"d":"0 "},{"v":0,"d":"0 "},{"v":27801028.868413504,"d":"27,801,029 "},null,{"v":45,"d":"45 "},{"v":4,"d":"4 "},{"v":0,"d":"0 "},{"v":3,"d":"3 "},{"v":0,"d":"0 "},{"v":0,"d":"0 "},null,null,{"v":223,"d":"223 "},{"v":198,"d":"198 "},{"v":0,"d":"0 "},{"v":8245,"d":"8,245 "},{"v":0,"d":"0 "},{"v":0,"d":"0 "},null,null,{"v":0,"d":"0 "},{"v":0,"d":"0 "},{"v":0,"d":"0 "},{"v":0,"d":"0 "},{"v":0,"d":"0 "},{"v":0,"d":"0 "},null,{"v":0,"d":"0 "},{"v":0,"d":"0 "},{"v":0,"d":"0 "},{"v":0,"d":"0 "},{"v":0,"d":"0 "},{"v":0,"d":"0 "},null,0,0,0,0,0,0,0,0,0]
["07362_令和元年度",152,16,9,2019,"令和元年度","07362","下郷町",null,{"v":4.232120446535104,"d":"4 "},{"v":1.0044945412790907,"d":"1 "},{"v":4.079073540137737,"d":"4 "},{"v":6.747204308364142,"d":"7 "},{"v":8.544891826801244,"d":"9 "},{"v":5.534551286325211,"d":"6 "},{"v":7.613989697746215,"d":"8 "},{"v":0.344651576153097,"d":"0 "},{"v":0,"d":"0 "},{"v":0.7933145036057065,"d":"1 "},null,{"v":519784,"d":"519,784 "},{"v":463,"d":"463 "},{"v":84,"d":"84 "},{"v":1491,"d":"1,491 "},{"v":2234,"d":"2,234 "},{"v":3465,"d":"3,465 "},{"v":1581,"d":"1,581 "},{"v":5585,"d":"5,585 "},{"v":0,"d":"0 "},{"v":0.7933145036057065,"d":"1 "},null,{"v":5128480.664448086,"d":"5,128,481 "},{"v":706577.0550939497,"d":"706,577 "},{"v":836422.7404363159,"d":"836,423 "},{"v":9781887.722161647,"d":"9,781,888 "},{"v":11553161.77171636,"d":"11,553,162 "},{"v":0,"d":"0 "},{"v":0,"d":"0 "},{"v":760634.9561425102,"d":"760,635 "},{"v":0,"d":"0 "},{"v":0,"d":"0 "},{"v":28767164.909998868,"d":"28,767,165 "},null,{"v":49,"d":"49 "},{"v":5,"d":"5 "},{"v":0,"d":"0 "},{"v":3,"d":"3 "},{"v":0,"d":"0 "},{"v":0,"d":"0 "},null,null,{"v":243.7,"d":"244 "},{"v":209.6,"d":"210 "},{"v":0,"d":"0 "},{"v":8245,"d":"8,245 "},{"v":0,"d":"0 "},{"v":0,"d":"0 "},null,null,{"v":0,"d":"0 "},{"v":0,"d":"0 "},{"v":0,"d":"0 "},{"v":0,"d":"0 "},{"v":0,"d":"0 "},{"v":0,"d":"0 "},null,{"v":0,"d":"0 "},{"v":0,"d":"0 "},{"v":0,"d":"0 "},{"v":0,"d":"0 "},{"v":0,"d":"0 "},{"v":0,"d":"0 "},null,0,0,0,0,0,0,0,0,0]
["07362_令和2年度",153,17,9,2020,"令和2年度","07362","下郷町",null,{"v":4.077085153330794,"d":"4 "},{"v":0.9190211018715446,"d":"1 "},{"v":2.5411099597133897,"d":"3 "},{"v":5.2771850762228665,"d":"5 "},{"v":7.521951530582186,"d":"8 "},{"v":4.808465743424862,"d":"5 "},{"v":7.199694741528086,"d":"7 "},{"v":0.319979845885938,"d":"0 "},{"v":0,"d":"0 "},{"v":0.6077934521987353,"d":"1 "},null,{"v":528632,"d":"528,632 "},{"v":420,"d":"420 "},{"v":64,"d":"64 "},{"v":1396,"d":"1,396 "},{"v":2205,"d":"2,205 "},{"v":3436,"d":"3,436 "},{"v":1589,"d":"1,589 "},{"v":5427,"d":"5,427 "},{"v":0,"d":"0 "},{"v":0.6077934521987353,"d":"1 "},null,{"v":4953031.657061502,"d":"4,953,032 "},{"v":628851.446327026,"d":"628,851 "},{"v":525036.2399431197,"d":"525,036 "},{"v":7835977.502870677,"d":"7,835,978 "},{"v":11134262.23355379,"d":"11,134,262 "},null,null,{"v":708283.7952275804,"d":"708,284 "},null,null,{"v":25785442.874983694,"d":"25,785,443 "},null,{"v":55,"d":"55 "},{"v":9,"d":"9 "},{"v":0,"d":"0 "},{"v":3,"d":"3 "},{"v":0,"d":"0 "},{"v":0,"d":"0 "},null,null,{"v":283,"d":"283 "},{"v":407.6,"d":"408 "},{"v":0,"d":"0 "},{"v":8245,"d":"8,245 "},{"v":0,"d":"0 "},{"v":0,"d":"0 "},null,null,{"v":0,"d":"0 "},{"v":0,"d":"0 "},{"v":0,"d":"0 "},{"v":0,"d":"0 "},{"v":0,"d":"0 "},{"v":0,"d":"0 "},null,{"v":0,"d":"0 "},{"v":0,"d":"0 "},{"v":0,"d":"0 "},{"v":0,"d":"0 "},{"v":0,"d":"0 "},{"v":0,"d":"0 "},null,0,0,0,0,0,0,0,0,0]
["07362_令和3年度",153,18,9,2021,"令和3年度","07362","下郷町",null,{"v":3.603480040928053,"d":"4 "},{"v":1.0064764687890593,"d":"1 "},{"v":2.0926136862015223,"d":"2 "},{"v":5.788576384242306,"d":"6 "},{"v":8.271737177386221,"d":"8 "},{"v":4.625138675643746,"d":"5 "},{"v":7.388109743588435,"d":"7 "},{"v":0.308809411025039,"d":"0 "},{"v":0,"d":"0 "},{"v":0.3893200104077253,"d":"0 "},null,{"v":484603,"d":"484,603 "},{"v":420,"d":"420 "},{"v":64,"d":"64 "},{"v":1396,"d":"1,396 "},{"v":2176,"d":"2,176 "},{"v":3403,"d":"3,403 "},{"v":1590,"d":"1,590 "},{"v":5289,"d":"5,289 "},{"v":0,"d":"0 "},{"v":0.3893200104077253,"d":"0 "},null,{"v":4431972.020663196,"d":"4,431,972 "},{"v":673378.2429715651,"d":"673,378 "},{"v":419245.320314876,"d":"419,245 "},{"v":8679665.828085309,"d":"8,679,666 "},{"v":11350230.87374883,"d":"11,350,231 "},{"v":0,"d":"0 "},{"v":0,"d":"0 "},{"v":694254.7026154696,"d":"694,255 "},{"v":0,"d":"0 "},{"v":0,"d":"0 "},{"v":26248746.988399245,"d":"26,248,747 "},null,{"v":60,"d":"60 "},{"v":9,"d":"9 "},{"v":0,"d":"0 "},{"v":3,"d":"3 "},{"v":0,"d":"0 "},{"v":0,"d":"0 "},null,null,{"v":314.5,"d":"315 "},{"v":407.6,"d":"408 "},{"v":0,"d":"0 "},{"v":8245,"d":"8,245 "},{"v":0,"d":"0 "},{"v":0,"d":"0 "},null,null,{"v":0,"d":"0 "},{"v":0,"d":"0 "},{"v":0,"d":"0 "},{"v":0,"d":"0 "},{"v":0,"d":"0 "},{"v":0,"d":"0 "},null,{"v":0,"d":"0 "},{"v":0,"d":"0 "},{"v":0,"d":"0 "},{"v":0,"d":"0 "},{"v":0,"d":"0 "},{"v":0,"d":"0 "},null,0,0,0,0,0,0,0,0,0]
["07362_令和4年度",153,19,9,2022,"令和4年度","07362","下郷町",null,{"v":3.231158303242327,"d":"3 "},{"v":0.9017907727142528,"d":"1 "},{"v":1.9169200186404318,"d":"2 "},{"v":5.760775088363602,"d":"6 "},{"v":7.945790004879603,"d":"8 "},{"v":4.816516078206076,"d":"5 "},{"v":7.231405059711399,"d":"7 "},{"v":0.3015902031637927,"d":"0 "},{"v":0,"d":"0 "},{"v":0.870081687098683,"d":"1 "},null,{"v":524841,"d":"524,841 "},{"v":420,"d":"420 "},{"v":64,"d":"64 "},{"v":1396,"d":"1,396 "},{"v":2166,"d":"2,166 "},{"v":3367,"d":"3,367 "},{"v":1580,"d":"1,580 "},{"v":5123,"d":"5,123 "},{"v":0,"d":"0 "},{"v":0.870081687098683,"d":"1 "},null,{"v":3693924.450307898,"d":"3,693,924 "},{"v":654856.347559375,"d":"654,856 "},{"v":438816.7195309387,"d":"438,817 "},{"v":8280925.963386272,"d":"8,280,926 "},{"v":11391299.951279782,"d":"11,391,300 "},{"v":0,"d":"0 "},{"v":0,"d":"0 "},{"v":661519.129247653,"d":"661,519 "},{"v":0,"d":"0 "},{"v":0,"d":"0 "},{"v":25121342.56131192,"d":"25,121,343 "},null,{"v":62,"d":"62 "},{"v":9,"d":"9 "},{"v":0,"d":"0 "},{"v":3,"d":"3 "},{"v":0,"d":"0 "},{"v":0,"d":"0 "},null,null,{"v":330.5,"d":"331 "},{"v":407.6,"d":"408 "},{"v":0,"d":"0 "},{"v":8245,"d":"8,245 "},{"v":0,"d":"0 "},{"v":0,"d":"0 "}]
["07362_令和5年度",153,20,9,2023,"令和5年度","07362","下郷町",{"$nulls":35},{"v":66,"d":"66 "},{"v":9,"d":"9 "},{"v":0,"d":"0 "},{"v":3,"d":"3 "},{"v":0,"d":"0 "},{"v":0,"d":"0 "},null,null,{"v":360.09999999999997,"d":"360 "},{"v":407.6,"d":"408 "},{"v":0,"d":"0 "},{"v":8245,"d":"8,245 "},{"v":0,"d":"0 "},{"v":0,"d":"0 "}]
["07362_令和6年度",153,21,9,2024,"令和6年度","07362","下郷町"]
["41387_平成2年度",273,1,17,1990,"平成2年度","41387","玄海町",null,{"v":0.8382844531351188,"d":"1 "},{"v":3.058033416833406,"d":"3 "},{"v":3.068920153936406,"d":"3 "},{"v":3.745716600201697,"d":"4 "},{"v":6.567558457693338,"d":"7 "},{"v":4.451611825918186,"d":"4 "},{"v":9.369423645327632,"d":"9 "},{"v":0.462842977488864,"d":"0 "},{"v":0.2440217135452925,"d":"0 "},{"v":0.3673984590779073,"d":"0 "},null,{"v":67688,"d":"67,688 "},{"v":888,"d":"888 "},{"v":32,"d":"32 "},{"v":1384,"d":"1,384 "},{"v":1996,"d":"1,996 "},{"v":1831,"d":"1,831 "},{"v":2275,"d":"2,275 "},{"v":7515,"d":"7,515 "},{"v":42265,"d":"42,265 "},{"v":0.3673984590779073,"d":"0 "},{"$nulls":29},"","","","","","",null,"","","","","",""]
["41387_平成17年度",274,2,17,2005,"平成17年度","41387","玄海町",null,{"v":0.7352329573567833,"d":"1 "},{"v":2.393864204103024,"d":"2 "},{"v":0.3174871928066782,"d":"0 "},{"v":9.198172763890149,"d":"9 "},{"v":6.742482053669399,"d":"7 "},{"v":6.952176459674376,"d":"7 "},{"v":10.53002138582366,"d":"11 "},{"v":0.401206498364647,"d":"0 "},{"v":0.04670606214517925,"d":"0 "},{"v":0,"d":"0 "},null,{"v":74627,"d":"74,627 "},{"v":1015,"d":"1,015 "},{"v":5,"d":"5 "},{"v":1848,"d":"1,848 "},{"v":1907,"d":"1,907 "},{"v":3309,"d":"3,309 "},{"v":2094,"d":"2,094 "},{"v":6810,"d":"6,810 "},{"v":8259,"d":"8,259 "},{"v":0,"d":"0 "},{"$nulls":29},"","","","","","",null,"","","","","",""]
["41387_平成18年度",275,3,17,2006,"平成18年度","41387","玄海町",null,"","","","","","","","","","",null,"","","","","","","","","","",null,"","","","","","","","","","",null,null,"","","","","","","",null,"","","","","","","",null,"","","","","","",null,"","","","","",""]
["41387_平成19年度",276,4,17,2007,"平成19年度","41387","玄海町",null,{"v":0.4836469896396977,"d":"0 "},{"v":2.300771992570529,"d":"2 "},{"v":3.177495118439748,"d":"3 "},{"v":9.170343162694104,"d":"9 "},{"v":7.054750162053534,"d":"7 "},{"v":6.859457993115514,"d":"7 "},{"v":10.56535141809233,"d":"11 "},{"v":0.415271404749728,"d":"0 "},{"v":0.04083495466153433,"d":"0 "},{"v":0,"d":"0 "},null,{"v":69296,"d":"69,296 "},{"v":964,"d":"964 "},{"v":30,"d":"30 "},{"v":2324,"d":"2,324 "},{"v":1916,"d":"1,916 "},{"v":3394,"d":"3,394 "},{"v":2069,"d":"2,069 "},{"v":6676,"d":"6,676 "},{"v":7428,"d":"7,428 "},{"v":0,"d":"0 "},{"$nulls":29},"","","","","","",null,"","","","","",""]
["41387_平成20年度",277,5,17,2008,"平成20年度","41387","玄海町",null,{"v":0.4051142394158014,"d":"0 "},{"v":1.706198898033195,"d":"2 "},{"v":2.781745917812042,"d":"3 "},{"v":9.911051858679796,"d":"10 "},{"v":6.05589713076717,"d":"6 "},{"v":6.685442310477138,"d":"7 "},{"v":10.42069290955814,"d":"10 "},{"v":0.404573792962449,"d":"0 "},{"v":0.0387270134840874,"d":"0 "},{"v":0,"d":"0 "},null,{"v":54860,"d":"54,860 "},{"v":964,"d":"964 "},{"v":30,"d":"30 "},{"v":2324,"d":"2,324 "},{"v":1918,"d":"1,918 "},{"v":3424,"d":"3,424 "},{"v":2043,"d":"2,043 "},{"v":6611,"d":"6,611 "},{"v":7315,"d":"7,315 "},{"v":0,"d":"0 "},{"$nulls":29},"","","","","","",null,"","","","","",""]
["41387_平成21年度",278,6,17,2009,"平成21年度","41387","玄海町",null,{"v":0.3976861668087301,"d":"0 "},{"v":1.839209268200475,"d":"2 "},{"v":4.248315051048873,"d":"4 "},{"v":10.22871686181466,"d":"10 "},{"v":6.022600436547457,"d":"6 "},{"v":6.951197276650008,"d":"7 "},{"v":10.01144060993363,"d":"10 "},{"v":0.381847697235694,"d":"0 "},{"v":0.03969639325701314,"d":"0 "},{"v":0,"d":"0 "},null,{"v":48042,"d":"48,042 "},{"v":1028,"d":"1,028 "},{"v":66,"d":"66 "},{"v":2336,"d":"2,336 "},{"v":1942,"d":"1,942 "},{"v":3514,"d":"3,514 "},{"v":2015,"d":"2,015 "},{"v":6550,"d":"6,550 "},{"v":7315,"d":"7,315 "},{"v":0,"d":"0 "},{"$nulls":29},{"v":0,"d":"0 "},{"v":0,"d":"0 "},{"v":0,"d":"0 "},{"v":8.72,"d":"9 "},{"v":0,"d":"0 "},{"v":0,"d":"0 "},null,{"v":0,"d":"0 "},{"v":0,"d":"0 "},{"v":0,"d":"0 "},{"v":1,"d":"1 "},{"v":0,"d":"0 "},{"v":0,"d":"0 "},null,8.72,0,0,0,0,0,0,0,0]
["41387_平成22年度",279,7,17,2010,"平成22年度","41387","玄海町",null,{"v":0.258386584963753,"d":"0 "},{"v":1.997048818044951,"d":"2 "},{"v":4.037426898740807,"d":"4 "},{"v":10.7623719272403,"d":"11 "},{"v":6.951214341445357,"d":"7 "},{"v":6.907231891982746,"d":"7 "},{"v":10.17614425306507,"d":"10 "},{"v":0.392472170962901,"d":"0 "},{"v":0.07999263997056534,"d":"0 "},{"v":0,"d":"0 "},null,{"v":34269,"d":"34,269 "},{"v":1028,"d":"1,028 "},{"v":66,"d":"66 "},{"v":2336,"d":"2,336 "},{"v":1967,"d":"1,967 "},{"v":3508,"d":"3,508 "},{"v":1997,"d":"1,997 "},{"v":6451,"d":"6,451 "},{"v":13969,"d":"13,969 "},{"v":0,"d":"0 "},{"$nulls":29},{"v":0,"d":"0 "},{"v":0,"d":"0 "},{"v":0,"d":"0 "},{"v":7.13,"d":"7 "},{"v":0,"d":"0 "},{"v":0,"d":"0 "},null,{"v":0,"d":"0 "},{"v":0,"d":"0 "},{"v":0,"d":"0 "},{"v":1,"d":"1 "},{"v":0,"d":"0 "},{"v":0,"d":"0 "},null,7.13,0,0,0,0,0,0,0,0]
["41387_平成23年度",280,8,17,2011,"平成23年度","41387","玄海町",null,{"v":0.1479783386447597,"d":"0 "},{"v":2.668312068378239,"d":"3 "},{"v":2.88429955109145,"d":"3 "},{"v":12.83679860338455,"d":"13 "},{"v":8.954427477128842,"d":"9 "},{"v":6.856719387233936,"d":"7 "},{"v":9.659389504953104,"d":"10 "},{"v":0.447518995581846,"d":"0 "},{"v":0.05459454825671434,"d":"0 "},{"v":0,"d":"0 "},null,{"v":15090,"d":"15,090 "},{"v":1028,"d":"1,028 "},{"v":66,"d":"66 "},{"v":2336,"d":"2,336 "},{"v":1991,"d":"1,991 "},{"v":3558,"d":"3,558 "},{"v":1952,"d":"1,952 "},{"v":6377,"d":"6,377 "},{"v":9518,"d":"9,518 "},{"v":0,"d":"0 "},{"$nulls":29},{"v":0,"d":"0 "},{"v":0,"d":"0 "},{"v":0,"d":"0 "},{"v":49.87,"d":"50 "},{"v":0,"d":"0 "},{"v":0,"d":"0 "},null,{"v":0,"d":"0 "},{"v":0,"d":"0 "},{"v":0,"d":"0 "},{"v":1,"d":"1 "},{"v":0,"d":"0 "},{"v":0,"d":"0 "},null,49.87,0,0,0,0,0,0,0,0]
["41387_平成24年度",281,9,17,2012,"平成24年度","41387","玄海町",null,{"v":0.09081817774627358,"d":"0 "},{"v":2.586340768055225,"d":"3 "},{"v":2.895357547544613,"d":"3 "},{"v":14.89996786629861,"d":"15 "},{"v":9.303254116032607,"d":"9 "},{"v":6.8314422504684655,"d":"7 "},{"v":9.525235386650543,"d":"10 "},{"v":0.480349433673959,"d":"0 "},{"v":0.04912727069224056,"d":"0 "},{"v":0,"d":"0 "},null,{"v":9371,"d":"9,371 "},{"v":1028,"d":"1,028 "},{"v":66,"d":"66 "},{"v":2336,"d":"2,336 "},{"v":1996,"d":"1,996 "},{"v":3573,"d":"3,573 "},{"v":1914,"d":"1,914 "},{"v":6300,"d":"6,300 "},{"v":8343,"d":"8,343 "},{"v":0,"d":"0 "},{"$nulls":29},{"v":0,"d":"0 "},{"v":0,"d":"0 "},{"v":0,"d":"0 "},{"v":106.711,"d":"107 "},{"v":0,"d":"0 "},{"v":0,"d":"0 "},null,{"v":0,"d":"0 "},{"v":0,"d":"0 "},{"v":0,"d":"0 "},{"v":1,"d":"1 "},{"v":0,"d":"0 "},{"v":0,"d":"0 "},null,106.711,0,0,0,0,0,0,0,0]
["41387_平成25年度",282,10,17,2013,"平成25年度","41387","玄海町",null,{"v":0.07561772487136101,"d":"0 "},{"v":2.138710492013626,"d":"2 "},{"v":2.29255645984301,"d":"2 "},{"v":16.01575100131608,"d":"16 "},{"v":10.50685085675232,"d":"11 "},{"v":6.731642872312915,"d":"7 "},{"v":9.406270261147844,"d":"9 "},{"v":0.484241635175489,"d":"0 "},{"v":0.04970688329663743,"d":"0 "},{"v":0,"d":"0 "},null,{"v":6831,"d":"6,831 "},{"v":1028,"d":"1,028 "},{"v":66,"d":"66 "},{"v":2336,"d":"2,336 "},{"v":1996,"d":"1,996 "},{"v":3678,"d":"3,678 "},{"v":1883,"d":"1,883 "},{"v":6260,"d":"6,260 "},{"v":8240,"d":"8,240 "},{"v":0,"d":"0 "},{"$nulls":29},{"v":0,"d":"0 "},{"v":0,"d":"0 "},{"v":0,"d":"0 "},{"v":112.661,"d":"113 "},{"v":0,"d":"0 "},{"v":0,"d":"0 "},null,{"v":0,"d":"0 "},{"v":0,"d":"0 "},{"v":0,"d":"0 "},{"v":1,"d":"1 "},{"v":0,"d":"0 "},{"v":0,"d":"0 "},null,112.661,0,0,0,0,0,0,0,0]
["41387_平成26年度",283,11,17,2014,"平成26年度","41387","玄海町",null,{"v":0.07178186884628521,"d":"0 "},{"v":2.377298275367975,"d":"2 "},{"v":1.492383155234018,"d":"1 "},{"v":15.10666346649423,"d":"15 "},{"v":9.15577143938006,"d":"9 "},{"v":6.367143820595524,"d":"6 "},{"v":9.404949326768497,"d":"9 "},{"v":0.455620698935497,"d":"0 "},{"v":0.0482822318339538,"d":"0 "},{"v":0,"d":"0 "},null,{"v":6834,"d":"6,834 "},{"v":991,"d":"991 "},{"v":28,"d":"28 "},{"v":2499,"d":"2,499 "},{"v":1976,"d":"1,976 "},{"v":3664,"d":"3,664 "},{"v":1873,"d":"1,873 "},{"v":6139,"d":"6,139 "},{"v":8029,"d":"8,029 "},{"v":0,"d":"0 "},{"$nulls":13},{"v":108,"d":"108 "},{"v":23,"d":"23 "},{"v":1,"d":"1 "},{"v":0,"d":"0 "},{"v":0,"d":"0 "},{"v":0,"d":"0 "},null,null,{"v":514.16,"d":"514 "},{"v":693.8,"d":"694 "},{"v":9000,"d":"9,000 "},{"v":0,"d":"0 "},{"v":0,"d":"0 "},{"v":0,"d":"0 "},null,null,{"v":0,"d":"0 "},{"v":0,"d":"0 "},{"v":0,"d":"0 "},{"v":109.382,"d":"109 "},{"v":0,"d":"0 "},{"v":0,"d":"0 "},null,{"v":0,"d":"0 "},{"v":0,"d":"0 "},{"v":0,"d":"0 "},{"v":1,"d":"1 "},{"v":0,"d":"0 "},{"v":0,"d":"0 "},null,109.382,0,0,0,0,0,0,0,0]
["41387_平成27年度",284,12,17,2015,"平成27年度","41387","玄海町",null,{"v":0.1472020145733594,"d":"0 "},{"v":2.230003106270684,"d":"2 "},{"v":1.84888903391499,"d":"2 "},{"v":11.89123652750276,"d":"12 "},{"v":8.016518383286803,"d":"8 "},{"v":6.328826571150596,"d":"6 "},{"v":9.31187386228616,"d":"9 "},{"v":0.438757893620377,"d":"0 "},{"v":0.045795538105503186,"d":"0 "},{"v":0,"d":"0 "},null,{"v":17040,"d":"17,040 "},{"v":991,"d":"991 "},{"v":28,"d":"28 "},{"v":2499,"d":"2,499 "},{"v":1951,"d":"1,951 "},{"v":3677,"d":"3,677 "},{"v":1853,"d":"1,853 "},{"v":6039,"d":"6,039 "},{"v":7828,"d":"7,828 "},{"v":0,"d":"0 "},null,{"v":171185.6179007968,"d":"171,186 "},{"v":1709105.550789926,"d":"1,709,106 "},{"v":469716.1730800094,"d":"469,716 "},{"v":16282613.49210284,"d":"16,282,613 "},{"v":12775942.07922784,"d":"12,775,942 "},{"v":0,"d":"0 "},{"v":0,"d":"0 "},{"v":827619.6173477793,"d":"827,620 "},{"v":0,"d":"0 "},{"v":0,"d":"0 "},{"v":32236182.530449193,"d":"32,236,183 "},null,{"v":122,"d":"122 "},{"v":25,"d":"25 "},{"v":1,"d":"1 "},{"v":0,"d":"0 "},{"v":0,"d":"0 "},{"v":0,"d":"0 "},null,null,{"v":619.56,"d":"620 "},{"v":777.8,"d":"778 "},{"v":9000,"d":"9,000 "},{"v":0,"d":"0 "},{"v":0,"d":"0 "},{"v":0,"d":"0 "},null,null,{"v":0,"d":"0 "},{"v":0,"d":"0 "},{"v":0,"d":"0 "},{"v":101.557,"d":"102 "},{"v":0,"d":"0 "},{"v":0,"d":"0 "},null,{"v":0,"d":"0 "},{"v":0,"d":"0 "},{"v":0,"d":"0 "},{"v":1,"d":"1 "},{"v":0,"d":"0 "},{"v":0,"d":"0 "},null,101.557,0,0,0,0,0,0,0,0]
["41387_平成28年度",285,13,17,2016,"平成28年度","41387","玄海町",null,{"v":0.15407038786027988,"d":"0 "},{"v":2.1286287975718508,"d":"2 "},{"v":3.0522648052250445,"d":"3 "},{"v":9.75626659994817,"d":"10 "},{"v":7.181133381143583,"d":"7 "},{"v":6.2417708348044965,"d":"6 "},{"v":8.974059412210146,"d":"9 "},{"v":0.4163758041834493,"d":"0 "},{"v":0.10726006788476526,"d":"0 "},{"v":0,"d":"0 "},null,{"v":17953,"d":"17,953 "},{"v":991,"d":"991 "},{"v":28,"d":"28 "},{"v":2499,"d":"2,499 "},{"v":1954,"d":"1,954 "},{"v":3671,"d":"3,671 "},{"v":1847,"d":"1,847 "},{"v":5895,"d":"5,895 "},{"v":18318.9637823798,"d":"18,319 "},{"v":0,"d":"0 "},null,{"v":195689.8869601578,"d":"195,690 "},{"v":1599102.237794841,"d":"1,599,102 "},{"v":3274297.728863885,"d":"3,274,298 "},{"v":15542000.53260799,"d":"15,542,001 "},{"v":11966087.18059807,"d":"11,966,087 "},{"v":0,"d":"0 "},{"v":0,"d":"0 "},{"v":808512.6687977242,"d":"808,513 "},{"v":0,"d":"0 "},{"v":0,"d":"0 "},{"v":33385690.235622667,"d":"33,385,690 "},null,{"v":129,"d":"129 "},{"v":28,"d":"28 "},{"v":1,"d":"1 "},{"v":0,"d":"0 "},{"v":0,"d":"0 "},{"v":0,"d":"0 "},null,null,{"v":665.06,"d":"665 "},{"v":1232.5,"d":"1,233 "},{"v":9000,"d":"9,000 "},{"v":0,"d":"0 "},{"v":0,"d":"0 "},{"v":0,"d":"0 "},null,null,{"v":0,"d":"0 "},{"v":0,"d":"0 "},{"v":0,"d":"0 "},{"v":97.722,"d":"98 "},{"v":0,"d":"0 "},{"v":0,"d":"0 "},null,{"v":0,"d":"0 "},{"v":0,"d":"0 "},{"v":0,"d":"0 "},{"v":1,"d":"1 "},{"v":0,"d":"0 "},{"v":0,"d":"0 "},null,97.722,0,0,0,0,0,0,0,0]
["41387_平成29年度",286,14,17,2017,"平成29年度","41387","玄海町",null,{"v":0.11531237684400651,"d":"0 "},{"v":2.047892397305066,"d":"2 "},{"v":1.592686339787261,"d":"2 "},{"v":9.049471719666869,"d":"9 "},{"v":7.235797510977132,"d":"7 "},{"v":6.081380862604349,"d":"6 "},{"v":8.917211950354604,"d":"9 "},{"v":0.391443020879313,"d":"0 "},{"v":0.03850636661038923,"d":"0 "},{"v":0,"d":"0 "},null,{"v":13618,"d":"13,618 "},{"v":991,"d":"991 "},{"v":28,"d":"28 "},{"v":2499,"d":"2,499 "},{"v":1941,"d":"1,941 "},{"v":3636,"d":"3,636 "},{"v":1847,"d":"1,847 "},{"v":5731,"d":"5,731 "},{"v":6706.999999999997,"d":"6,707 "},{"v":0,"d":"0 "},null,{"v":156689.6779473776,"d":"156,690 "},{"v":1575403.486468662,"d":"1,575,403 "},{"v":342586.4159417672,"d":"342,586 "},{"v":15436333.08856021,"d":"15,436,333 "},{"v":13237951.34007192,"d":"13,237,951 "},{"v":0,"d":"0 "},{"v":0,"d":"0 "},{"v":787249.6017473841,"d":"787,250 "},{"v":0,"d":"0 "},{"v":0,"d":"0 "},{"v":31536213.61073732,"d":"31,536,214 "},null,{"v":132,"d":"132 "},{"v":28,"d":"28 "},{"v":1,"d":"1 "},{"v":1,"d":"1 "},{"v":0,"d":"0 "},{"v":0,"d":"0 "},null,null,{"v":684.96,"d":"685 "},{"v":1232.5,"d":"1,233 "},{"v":9000,"d":"9,000 "},{"v":49,"d":"49 "},{"v":0,"d":"0 "},{"v":0,"d":"0 "},null,null,{"v":0,"d":"0 "},{"v":0,"d":"0 "},{"v":0,"d":"0 "},{"v":121.654,"d":"122 "},{"v":0,"d":"0 "},{"v":0,"d":"0 "},null,{"v":0,"d":"0 "},{"v":0,"d":"0 "},{"v":0,"d":"0 "},{"v":1,"d":"1 "},{"v":0,"d":"0 "},{"v":0,"d":"0 "},null,121.654,0,0,0,0,0,0,0,0]
["41387_平成30年度",287,15,17,2018,"平成30年度","41387","玄海町",null,{"v":0.062113628697044114,"d":"0 "},{"v":1.7770594610016432,"d":"2 "},{"v":1.4833000448282403,"d":"1 "},{"v":7.5147149890415745,"d":"8 "},{"v":4.564612229757827,"d":"5 "},{"v":6.037693298285528,"d":"6 "},{"v":8.78064905435499,"d":"9 "},{"v":0.358101708598125,"d":"0 "},{"v":0.008760990861084308,"d":"0 "},{"v":0,"d":"0 "},null,{"v":9691,"d":"9,691 "},{"v":991,"d":"991 "},{"v":28,"d":"28 "},{"v":2499,"d":"2,499 "},{"v":1976,"d":"1,976 "},{"v":3679,"d":"3,679 "},{"v":1837,"d":"1,837 "},{"v":5650,"d":"5,650 "},{"v":1520,"d":"1,520 "},{"v":0,"d":"0 "},null,{"v":96669.07947976814,"d":"96,669 "},{"v":1393331.605472751,"d":"1,393,332 "},{"v":428367.3782887841,"d":"428,367 "},{"v":14479294.22352675,"d":"14,479,294 "},{"v":10936733.94808211,"d":"10,936,734 "},{"v":0,"d":"0 "},{"v":0,"d":"0 "},{"v":777728.7755208161,"d":"777,729 "},{"v":0,"d":"0 "},{"v":0,"d":"0 "},{"v":28112125.010370977,"d":"28,112,125 "},null,{"v":134,"d":"134 "},{"v":30,"d":"30 "},{"v":1,"d":"1 "},{"v":1,"d":"1 "},{"v":0,"d":"0 "},{"v":0,"d":"0 "},null,null,{"v":694.16,"d":"694 "},{"v":1326,"d":"1,326 "},{"v":9000,"d":"9,000 "},{"v":49,"d":"49 "},{"v":0,"d":"0 "},{"v":0,"d":"0 "},null,null,{"v":0,"d":"0 "},{"v":0,"d":"0 "},{"v":0,"d":"0 "},{"v":50.832,"d":"51 "},{"v":0,"d":"0 "},{"v":0,"d":"0 "},null,{"v":0,"d":"0 "},{"v":0,"d":"0 "},{"v":0,"d":"0 "},{"v":1,"d":"1 "},{"v":0,"d":"0 "},{"v":0,"d":"0 "},null,50.832,0,0,0,0,0,0,0,0]
["41387_令和元年度",288,16,17,2019,"令和元年度","41387","玄海町",null,{"v":0,"d":"0 "},{"v":1.6742600019228437,"d":"2 "},{"v":1.5089733379520351,"d":"2 "},{"v":9.55226755722196,"d":"10 "},{"v":5.617350210516553,"d":"6 "},{"v":5.873173183208601,"d":"6 "},{"v":8.702390502104624,"d":"9 "},{"v":0.339714758589579,"d":"0 "},{"v":0.09323003599507357,"d":"0 "},{"v":0,"d":"0 "},null,{"v":0,"d":"0 "},{"v":991,"d":"991 "},{"v":28,"d":"28 "},{"v":2499,"d":"2,499 "},{"v":1967,"d":"1,967 "},{"v":3677,"d":"3,677 "},{"v":1807,"d":"1,807 "},{"v":5505,"d":"5,505 "},{"v":16440,"d":"16,440 "},{"v":0,"d":"0 "},null,{"v":0,"d":"0 "},{"v":1350492.56250044,"d":"1,350,493 "},{"v":447173.0675813996,"d":"447,173 "},{"v":16205245.81876208,"d":"16,205,246 "},{"v":11833867.1772785,"d":"11,833,867 "},{"v":0,"d":"0 "},{"v":0,"d":"0 "},{"v":749739.5583821877,"d":"749,740 "},{"v":0,"d":"0 "},{"v":0,"d":"0 "},{"v":30586518.184504606,"d":"30,586,518 "},null,{"v":136,"d":"136 "},{"v":31,"d":"31 "},{"v":1,"d":"1 "},{"v":1,"d":"1 "},{"v":0,"d":"0 "},{"v":0,"d":"0 "},null,null,{"v":700.8799999999999,"d":"701 "},{"v":1375,"d":"1,375 "},{"v":9000,"d":"9,000 "},{"v":49,"d":"49 "},{"v":0,"d":"0 "},{"v":0,"d":"0 "},null,null,{"v":0,"d":"0 "},{"v":0,"d":"0 "},{"v":0,"d":"0 "},{"v":23.343,"d":"23 "},{"v":0,"d":"0 "},{"v":0,"d":"0 "},null,{"v":0,"d":"0 "},{"v":0,"d":"0 "},{"v":0,"d":"0 "},{"v":1,"d":"1 "},{"v":0,"d":"0 "},{"v":0,"d":"0 "},null,23.343,0,0,0,0,0,0,0,0]
["41387_令和2年度",289,17,17,2020,"令和2年度","41387","玄海町",null,{"v":0,"d":"0 "},{"v":1.898121603248861,"d":"2 "},{"v":1.5283208059542508,"d":"2 "},{"v":9.0046728191485,"d":"9 "},{"v":5.47085244925867,"d":"5 "},{"v":5.170919942361718,"d":"5 "},{"v":8.13307241097729,"d":"8 "},{"v":0.318741670694561,"d":"0 "},{"v":0.037349854556131844,"d":"0 "},{"v":0,"d":"0 "},null,{"v":0,"d":"0 "},{"v":968,"d":"968 "},{"v":46,"d":"46 "},{"v":2660,"d":"2,660 "},{"v":1976,"d":"1,976 "},{"v":3695,"d":"3,695 "},{"v":1795,"d":"1,795 "},{"v":5406,"d":"5,406 "},{"v":6620.999999999999,"d":"6,621 "},{"v":0,"d":"0 "},null,{"v":0,"d":"0 "},{"v":1397139.9767202411,"d":"1,397,140 "},{"v":377924.5212572104,"d":"377,925 "},{"v":14531620.001109652,"d":"14,531,620 "},{"v":11689458.60792603,"d":"11,689,459 "},null,null,{"v":705543.0619127142,"d":"705,543 "},null,null,{"v":28701686.168925848,"d":"28,701,686 "},null,{"v":140,"d":"140 "},{"v":37,"d":"37 "},{"v":1,"d":"1 "},{"v":1,"d":"1 "},{"v":0,"d":"0 "},{"v":0,"d":"0 "},null,null,{"v":719.1799999999998,"d":"719 "},{"v":1672,"d":"1,672 "},{"v":9000,"d":"9,000 "},{"v":49,"d":"49 "},{"v":0,"d":"0 "},{"v":0,"d":"0 "},null,null,{"v":0,"d":"0 "},{"v":0,"d":"0 "},{"v":0,"d":"0 "},{"v":16.282,"d":"16 "},{"v":0,"d":"0 "},{"v":0,"d":"0 "},null,{"v":0,"d":"0 "},{"v":0,"d":"0 "},{"v":0,"d":"0 "},{"v":1,"d":"1 "},{"v":0,"d":"0 "},{"v":0,"d":"0 "},null,16.282,0,0,0,0,0,0,0,0]
["41387_令和3年度",289,18,17,2021,"令和3年度","41387","玄海町",null,{"v":0,"d":"0 "},{"v":1.8878367895242882,"d":"2 "},{"v":1.3836724690370041,"d":"1 "},{"v":7.8186627834586435,"d":"8 "},{"v":4.516759726555884,"d":"5 "},{"v":5.034238511485287,"d":"5 "},{"v":8.349957993225418,"d":"8 "},{"v":0.308984572347231,"d":"0 "},{"v":0.032662205570358975,"d":"0 "},{"v":0,"d":"0 "},null,{"v":0,"d":"0 "},{"v":968,"d":"968 "},{"v":46,"d":"46 "},{"v":2660,"d":"2,660 "},{"v":1970,"d":"1,970 "},{"v":3704,"d":"3,704 "},{"v":1797,"d":"1,797 "},{"v":5292,"d":"5,292 "},{"v":5617,"d":"5,617 "},{"v":0,"d":"0 "},null,{"v":0,"d":"0 "},{"v":1462118.5958491024,"d":"1,462,119 "},{"v":419120.2674120418,"d":"419,120 "},{"v":15595909.353573725,"d":"15,595,909 "},{"v":11355385.06002705,"d":"11,355,385 "},{"v":0,"d":"0 "},{"v":0,"d":"0 "},{"v":694648.4942788931,"d":"694,648 "},{"v":0,"d":"0 "},{"v":0,"d":"0 "},{"v":29527181.771140814,"d":"29,527,182 "},null,{"v":144,"d":"144 "},{"v":39,"d":"39 "},{"v":1,"d":"1 "},{"v":1,"d":"1 "},{"v":0,"d":"0 "},{"v":0,"d":"0 "},null,null,{"v":748.2799999999999,"d":"748 "},{"v":1771,"d":"1,771 "},{"v":9000,"d":"9,000 "},{"v":49,"d":"49 "},{"v":0,"d":"0 "},{"v":0,"d":"0 "},null,null,{"v":0,"d":"0 "},{"v":0,"d":"0 "},{"v":0,"d":"0 "},{"v":14.533,"d":"15 "},{"v":0,"d":"0 "},{"v":0,"d":"0 "},null,{"v":0,"d":"0 "},{"v":0,"d":"0 "},{"v":0,"d":"0 "},{"v":1,"d":"1 "},{"v":0,"d":"0 "},{"v":0,"d":"0 "},null,14.533,0,0,0,0,0,0,0,0]
["41387_令和4年度",289,19,17,2022,"令和4年度","41387","玄海町",null,{"v":0,"d":"0 "},{"v":1.944021890421254,"d":"2 "},{"v":1.5589374967995602,"d":"2 "},{"v":9.766128052571391,"d":"10 "},{"v":5.643656727623496,"d":"6 "},{"v":5.258542650277855,"d":"5 "},{"v":8.261193754923465,"d":"8 "},{"v":0.30200229206134227,"d":"0 "},{"v":0.06279132169102258,"d":"0 "},{"v":0,"d":"0 "},null,{"v":0,"d":"0 "},{"v":968,"d":"968 "},{"v":46,"d":"46 "},{"v":2660,"d":"2,660 "},{"v":1941,"d":"1,941 "},{"v":3676,"d":"3,676 "},{"v":1805,"d":"1,805 "},{"v":5130,"d":"5,130 "},{"v":10933.999999999998,"d":"10,934 "},{"v":0,"d":"0 "},null,{"v":0,"d":"0 "},{"v":1488879.4393502204,"d":"1,488,879 "},{"v":494685.6711378688,"d":"494,686 "},{"v":15331644.762870165,"d":"15,331,645 "},{"v":11430063.93304174,"d":"11,430,064 "},{"v":0,"d":"0 "},{"v":0,"d":"0 "},{"v":662423.0203085028,"d":"662,423 "},{"v":0,"d":"0 "},{"v":0,"d":"0 "},{"v":29407696.826708496,"d":"29,407,697 "},null,{"v":149,"d":"149 "},{"v":41,"d":"41 "},{"v":1,"d":"1 "},{"v":1,"d":"1 "},{"v":0,"d":"0 "},{"v":0,"d":"0 "},null,null,{"v":776.2799999999997,"d":"776 "},{"v":1870.0000000000002,"d":"1,870 "},{"v":9000,"d":"9,000 "},{"v":49,"d":"49 "},{"v":0,"d":"0 "},{"v":0,"d":"0 "}]
["41387_令和5年度",289,20,17,2023,"令和5年度","41387","玄海町",{"$nulls":35},{"v":152,"d":"152 "},{"v":41,"d":"41 "},{"v":1,"d":"1 "},{"v":1,"d":"1 "},{"v":0,"d":"0 "},{"v":0,"d":"0 "},null,null,{"v":791.3799999999999,"d":"791 "},{"v":1870.0000000000002,"d":"1,870 "},{"v":9000,"d":"9,000 "},{"v":49,"d":"49 "},{"v":0,"d":"0 "},{"v":0,"d":"0 "}]
["41387_令和6年度",289,21,17,2024,"令和6年度","41387","玄海町"]
["39403_平成2年度",256,1,16,1990,"平成2年度","39403","越知町",null,{"v":23.09710028823354,"d":"23 "},{"v":1.547577064227115,"d":"2 "},{"v":0.5258214886364264,"d":"1 "},{"v":4.985832373706889,"d":"5 "},{"v":6.443104207117861,"d":"6 "},{"v":4.675286478012382,"d":"5 "},{"v":10.71614959346923,"d":"11 "},{"v":0.507125625634505,"d":"1 "},{"v":0,"d":"0 "},{"v":0.5177637213496655,"d":"1 "},null,{"v":339866,"d":"339,866 "},{"v":405,"d":"405 "},{"v":7,"d":"7 "},{"v":2005,"d":"2,005 "},{"v":2866,"d":"2,866 "},{"v":1923,"d":"1,923 "},{"v":2602,"d":"2,602 "},{"v":8234,"d":"8,234 "},{"v":0,"d":"0 "},{"v":0.5177637213496655,"d":"1 "},{"$nulls":29},"","","","","","",null,"","","","","",""]
["39403_平成17年度",257,2,16,2005,"平成17年度","39403","越知町",null,{"v":15.54208376964453,"d":"16 "},{"v":0.7044998316801081,"d":"1 "},{"v":0,"d":"0 "},{"v":6.887204183796427,"d":"7 "},{"v":7.598757190147746,"d":"8 "},{"v":6.708461600405042,"d":"7 "},{"v":10.72613926263699,"d":"11 "},{"v":0.418586221862088,"d":"0 "},{"v":0,"d":"0 "},{"v":0.5642406811924003,"d":"1 "},null,{"v":340448,"d":"340,448 "},{"v":222,"d":"222 "},{"v":0,"d":"0 "},{"v":1473,"d":"1,473 "},{"v":3056,"d":"3,056 "},{"v":3193,"d":"3,193 "},{"v":2133,"d":"2,133 "},{"v":7105,"d":"7,105 "},{"v":0,"d":"0 "},{"v":0.5642406811924003,"d":"1 "},{"$nulls":29},"","","","","","",null,"","","","","",""]
["39403_平成18年度",258,3,16,2006,"平成18年度","39403","越知町",null,"","","","","","","","","","",null,"","","","","","","","","","",null,"","","","","","","","","","",null,null,"","","","","","","",null,"","","","","","","",null,"","","","","","",null,"","","","","",""]
["39403_平成19年度",259,4,16,2007,"平成19年度","39403","越知町",null,{"v":16.28934757371988,"d":"16 "},{"v":0.5961301065293025,"d":"1 "},{"v":0,"d":"0 "},{"v":7.065760955265166,"d":"7 "},{"v":8.797168311421677,"d":"9 "},{"v":6.439078717167362,"d":"6 "},{"v":10.59088392514427,"d":"11 "},{"v":0.429764849523048,"d":"0 "},{"v":0,"d":"0 "},{"v":0.5185881423956862,"d":"1 "},null,{"v":405665,"d":"405,665 "},{"v":191,"d":"191 "},{"v":0,"d":"0 "},{"v":1793,"d":"1,793 "},{"v":3072,"d":"3,072 "},{"v":3186,"d":"3,186 "},{"v":2074,"d":"2,074 "},{"v":6909,"d":"6,909 "},{"v":0,"d":"0 "},{"v":0.5185881423956862,"d":"1 "},{"$nulls":29},"","","","","","",null,"","","","","",""]
["39403_平成20年度",260,5,16,2008,"平成20年度","39403","越知町",null,{"v":12.91622622731922,"d":"13 "},{"v":0.4245112230270123,"d":"0 "},{"v":0,"d":"0 "},{"v":7.464916302384992,"d":"7 "},{"v":7.805858828450367,"d":"8 "},{"v":6.232456733365369,"d":"6 "},{"v":10.34928336441188,"d":"10 "},{"v":0.416201235204601,"d":"0 "},{"v":0,"d":"0 "},{"v":0.2925059240838137,"d":"0 "},null,{"v":344128,"d":"344,128 "},{"v":191,"d":"191 "},{"v":0,"d":"0 "},{"v":1793,"d":"1,793 "},{"v":3063,"d":"3,063 "},{"v":3192,"d":"3,192 "},{"v":2029,"d":"2,029 "},{"v":6801,"d":"6,801 "},{"v":0,"d":"0 "},{"v":0.2925059240838137,"d":"0 "},{"$nulls":29},"","","","","","",null,"","","","","",""]
["39403_平成21年度",261,6,16,2009,"平成21年度","39403","越知町",null,{"v":9.632201834773934,"d":"10 "},{"v":0.5188132629051957,"d":"1 "},{"v":1.423527788317482,"d":"1 "},{"v":7.851366867851494,"d":"8 "},{"v":7.544616787066152,"d":"8 "},{"v":6.312256832609612,"d":"6 "},{"v":9.867355360460639,"d":"10 "},{"v":0.388377001371632,"d":"0 "},{"v":0,"d":"0 "},{"v":0.2758239845462063,"d":"0 "},null,{"v":236958,"d":"236,958 "},{"v":167,"d":"167 "},{"v":25,"d":"25 "},{"v":1814,"d":"1,814 "},{"v":3034,"d":"3,034 "},{"v":3191,"d":"3,191 "},{"v":1986,"d":"1,986 "},{"v":6662,"d":"6,662 "},{"v":0,"d":"0 "},{"v":0.2758239845462063,"d":"0 "},{"$nulls":29},{"v":0,"d":"0 "},{"v":0,"d":"0 "},{"v":0,"d":"0 "},{"v":0,"d":"0 "},{"v":0,"d":"0 "},{"v":0,"d":"0 "},null,{"v":0,"d":"0 "},{"v":0,"d":"0 "},{"v":0,"d":"0 "},{"v":0,"d":"0 "},{"v":0,"d":"0 "},{"v":0,"d":"0 "},null,0,0,0,0,0,0,0,0,0]
["39403_平成22年度",262,7,16,2010,"平成22年度","39403","越知町",null,{"v":9.247123860318633,"d":"9 "},{"v":0.4250210020911306,"d":"0 "},{"v":1.266048290970154,"d":"1 "},{"v":7.306281504299262,"d":"7 "},{"v":7.1970331609303,"d":"7 "},{"v":6.259432777825869,"d":"6 "},{"v":9.936645615161188,"d":"10 "},{"v":0.395209924441948,"d":"0 "},{"v":0,"d":"0 "},{"v":0.5467171380735268,"d":"1 "},null,{"v":247300,"d":"247,300 "},{"v":167,"d":"167 "},{"v":25,"d":"25 "},{"v":1814,"d":"1,814 "},{"v":3004,"d":"3,004 "},{"v":3179,"d":"3,179 "},{"v":1950,"d":"1,950 "},{"v":6496,"d":"6,496 "},{"v":0,"d":"0 "},{"v":0.5467171380735268,"d":"1 "},{"$nulls":29},{"v":0,"d":"0 "},{"v":0,"d":"0 "},{"v":0,"d":"0 "},{"v":0,"d":"0 "},{"v":0,"d":"0 "},{"v":0,"d":"0 "},null,{"v":0,"d":"0 "},{"v":0,"d":"0 "},{"v":0,"d":"0 "},{"v":0,"d":"0 "},{"v":0,"d":"0 "},{"v":0,"d":"0 "},null,0,0,0,0,0,0,0,0,0]
["39403_平成23年度",263,8,16,2011,"平成23年度","39403","越知町",null,{"v":13.97131673978566,"d":"14 "},{"v":0.6189555745795973,"d":"1 "},{"v":1.219040122152868,"d":"1 "},{"v":10.24574784531863,"d":"10 "},{"v":9.70976492818812,"d":"10 "},{"v":6.18222478759035,"d":"6 "},{"v":9.402069702567058,"d":"9 "},{"v":0.448431297125293,"d":"0 "},{"v":0,"d":"0 "},{"v":0.5185331508276774,"d":"1 "},null,{"v":352528,"d":"352,528 "},{"v":167,"d":"167 "},{"v":25,"d":"25 "},{"v":1814,"d":"1,814 "},{"v":2983,"d":"2,983 "},{"v":3208,"d":"3,208 "},{"v":1900,"d":"1,900 "},{"v":6390,"d":"6,390 "},{"v":0,"d":"0 "},{"v":0.5185331508276774,"d":"1 "},{"$nulls":29},{"v":0,"d":"0 "},{"v":0,"d":"0 "},{"v":0,"d":"0 "},{"v":0,"d":"0 "},{"v":0,"d":"0 "},{"v":0,"d":"0 "},null,{"v":0,"d":"0 "},{"v":0,"d":"0 "},{"v":0,"d":"0 "},{"v":0,"d":"0 "},{"v":0,"d":"0 "},{"v":0,"d":"0 "},null,0,0,0,0,0,0,0,0,0]
["39403_平成24年度",264,9,16,2012,"平成24年度","39403","越知町",null,{"v":13.29001507586498,"d":"13 "},{"v":0.7474073771117611,"d":"1 "},{"v":1.191883862434257,"d":"1 "},{"v":10.46275488252195,"d":"10 "},{"v":11.87684860274032,"d":"12 "},{"v":6.179463015257229,"d":"6 "},{"v":9.34607735429975,"d":"9 "},{"v":0.479281990488017,"d":"0 "},{"v":0,"d":"0 "},{"v":0.6770378558294772,"d":"1 "},null,{"v":325050,"d":"325,050 "},{"v":167,"d":"167 "},{"v":25,"d":"25 "},{"v":1814,"d":"1,814 "},{"v":2953,"d":"2,953 "},{"v":3232,"d":"3,232 "},{"v":1878,"d":"1,878 "},{"v":6286,"d":"6,286 "},{"v":0,"d":"0 "},{"v":0.6770378558294772,"d":"1 "},{"$nulls":29},{"v":0,"d":"0 "},{"v":0,"d":"0 "},{"v":0,"d":"0 "},{"v":0,"d":"0 "},{"v":0,"d":"0 "},{"v":0,"d":"0 "},null,{"v":0,"d":"0 "},{"v":0,"d":"0 "},{"v":0,"d":"0 "},{"v":0,"d":"0 "},{"v":0,"d":"0 "},{"v":0,"d":"0 "},null,0,0,0,0,0,0,0,0,0]
["39403_平成25年度",265,10,16,2013,"平成25年度","39403","越知町",null,{"v":11.79271046087897,"d":"12 "},{"v":0.7528641669067161,"d":"1 "},{"v":1.227752439021219,"d":"1 "},{"v":10.8443846692902,"d":"11 "},{"v":12.1113972997422,"d":"12 "},{"v":5.939146579841058,"d":"6 "},{"v":9.221441796112012,"d":"9 "},{"v":0.479987116016599,"d":"0 "},{"v":0,"d":"0 "},{"v":0.5404902836313954,"d":"1 "},null,{"v":305968,"d":"305,968 "},{"v":167,"d":"167 "},{"v":25,"d":"25 "},{"v":1814,"d":"1,814 "},{"v":2946,"d":"2,946 "},{"v":3245,"d":"3,245 "},{"v":1846,"d":"1,846 "},{"v":6205,"d":"6,205 "},{"v":0,"d":"0 "},{"v":0.5404902836313954,"d":"1 "},{"$nulls":29},{"v":0,"d":"0 "},{"v":0,"d":"0 "},{"v":0,"d":"0 "},{"v":0,"d":"0 "},{"v":0,"d":"0 "},{"v":0,"d":"0 "},null,{"v":0,"d":"0 "},{"v":0,"d":"0 "},{"v":0,"d":"0 "},{"v":0,"d":"0 "},{"v":0,"d":"0 "},{"v":0,"d":"0 "},null,0,0,0,0,0,0,0,0,0]
["39403_平成26年度",266,11,16,2014,"平成26年度","39403","越知町",null,{"v":10.7940907538188,"d":"11 "},{"v":0.6981800605144701,"d":"1 "},{"v":1.233476256076075,"d":"1 "},{"v":10.75557049529237,"d":"11 "},{"v":11.93631012319607,"d":"12 "},{"v":5.677254056191479,"d":"6 "},{"v":9.053456292666098,"d":"9 "},{"v":0.450128610367126,"d":"0 "},{"v":0,"d":"0 "},{"v":0.673508504180175,"d":"1 "},null,{"v":301951,"d":"301,951 "},{"v":176,"d":"176 "},{"v":23,"d":"23 "},{"v":1837,"d":"1,837 "},{"v":2911,"d":"2,911 "},{"v":3267,"d":"3,267 "},{"v":1803,"d":"1,803 "},{"v":6065,"d":"6,065 "},{"v":0,"d":"0 "},{"v":0.673508504180175,"d":"1 "},{"$nulls":13},{"v":112,"d":"112 "},{"v":19,"d":"19 "},{"v":0,"d":"0 "},{"v":0,"d":"0 "},{"v":0,"d":"0 "},{"v":0,"d":"0 "},null,null,{"v":508.15,"d":"508 "},{"v":307.78,"d":"308 "},{"v":0,"d":"0 "},{"v":0,"d":"0 "},{"v":0,"d":"0 "},{"v":0,"d":"0 "},null,null,{"v":0,"d":"0 "},{"v":0,"d":"0 "},{"v":0,"d":"0 "},{"v":0,"d":"0 "},{"v":0,"d":"0 "},{"v":0,"d":"0 "},null,{"v":0,"d":"0 "},{"v":0,"d":"0 "},{"v":0,"d":"0 "},{"v":0,"d":"0 "},{"v":0,"d":"0 "},{"v":0,"d":"0 "},null,0,0,0,0,0,0,0,0,0]
["39403_平成27年度",267,12,16,2015,"平成27年度","39403","越知町",null,{"v":11.57338821317554,"d":"12 "},{"v":0.7750742729074805,"d":"1 "},{"v":1.469856948775851,"d":"1 "},{"v":10.28441075907264,"d":"10 "},{"v":10.0759603064153,"d":"10 "},{"v":5.58527120570674,"d":"6 "},{"v":8.924926054732984,"d":"9 "},{"v":0.436723579823163,"d":"0 "},{"v":0,"d":"0 "},{"v":0.6771708064106944,"d":"1 "},null,{"v":334237,"d":"334,237 "},{"v":176,"d":"176 "},{"v":23,"d":"23 "},{"v":1837,"d":"1,837 "},{"v":2907,"d":"2,907 "},{"v":3245,"d":"3,245 "},{"v":1776,"d":"1,776 "},{"v":6011,"d":"6,011 "},{"v":0,"d":"0 "},{"v":0.6771708064106944,"d":"1 "},null,{"v":3795394.902345158,"d":"3,795,395 "},{"v":615336.2379638475,"d":"615,336 "},{"v":180160.2518926011,"d":"180,160 "},{"v":11408999.35617279,"d":"11,408,999 "},{"v":14310749.21340371,"d":"14,310,749 "},{"v":0,"d":"0 "},{"v":0,"d":"0 "},{"v":823782.3348033617,"d":"823,782 "},{"v":0,"d":"0 "},{"v":0,"d":"0 "},{"v":31134422.29658147,"d":"31,134,422 "},null,{"v":119,"d":"119 "},{"v":29,"d":"29 "},{"v":0,"d":"0 "},{"v":0,"d":"0 "},{"v":0,"d":"0 "},{"v":0,"d":"0 "},null,null,{"v":537.55,"d":"538 "},{"v":1429.88,"d":"1,430 "},{"v":0,"d":"0 "},{"v":0,"d":"0 "},{"v":0,"d":"0 "},{"v":0,"d":"0 "},null,null,{"v":0,"d":"0 "},{"v":0,"d":"0 "},{"v":0,"d":"0 "},{"v":0,"d":"0 "},{"v":0,"d":"0 "},{"v":0,"d":"0 "},null,{"v":0,"d":"0 "},{"v":0,"d":"0 "},{"v":0,"d":"0 "},{"v":0,"d":"0 "},{"v":0,"d":"0 "},{"v":0,"d":"0 "},null,0,0,0,0,0,0,0,0,0]
["39403_平成28年度",268,13,16,2016,"平成28年度","39403","越知町",null,{"v":9.818530936868141,"d":"10 "},{"v":0.6664486616212036,"d":"1 "},{"v":1.4105812555685433,"d":"1 "},{"v":7.484458568136118,"d":"7 "},{"v":7.383833373797096,"d":"7 "},{"v":5.485141027806948,"d":"5 "},{"v":8.624231432957776,"d":"9 "},{"v":0.4171527564898137,"d":"0 "},{"v":0,"d":"0 "},{"v":0.5135220939101681,"d":"1 "},null,{"v":299963,"d":"299,963 "},{"v":176,"d":"176 "},{"v":23,"d":"23 "},{"v":1837,"d":"1,837 "},{"v":2883,"d":"2,883 "},{"v":3226,"d":"3,226 "},{"v":1775,"d":"1,775 "},{"v":5906,"d":"5,906 "},{"v":0,"d":"0 "},{"v":0.5135220939101681,"d":"1 "},null,{"v":3575216.614873674,"d":"3,575,217 "},{"v":605315.4439078546,"d":"605,315 "},{"v":155368.3259921519,"d":"155,368 "},{"v":10765660.0992115,"d":"10,765,660 "},{"v":13142155.69293024,"d":"13,142,156 "},{"v":0,"d":"0 "},{"v":0,"d":"0 "},{"v":810021.3438370415,"d":"810,021 "},{"v":0,"d":"0 "},{"v":0,"d":"0 "},{"v":29053737.520752463,"d":"29,053,738 "},null,{"v":122,"d":"122 "},{"v":30,"d":"30 "},{"v":0,"d":"0 "},{"v":0,"d":"0 "},{"v":0,"d":"0 "},{"v":0,"d":"0 "},null,null,{"v":560.45,"d":"560 "},{"v":1477.78,"d":"1,478 "},{"v":0,"d":"0 "},{"v":0,"d":"0 "},{"v":0,"d":"0 "},{"v":0,"d":"0 "},null,null,{"v":0,"d":"0 "},{"v":0,"d":"0 "},{"v":0,"d":"0 "},{"v":0,"d":"0 "},{"v":0,"d":"0 "},{"v":0,"d":"0 "},null,{"v":0,"d":"0 "},{"v":0,"d":"0 "},{"v":0,"d":"0 "},{"v":0,"d":"0 "},{"v":0,"d":"0 "},{"v":0,"d":"0 "},null,0,0,0,0,0,0,0,0,0]
["39403_平成29年度",269,14,16,2017,"平成29年度","39403","越知町",null,{"v":10.486474642126723,"d":"10 "},{"v":0.6957269110232843,"d":"1 "},{"v":1.3389830148080781,"d":"1 "},{"v":7.131625660624958,"d":"7 "},{"v":8.988099445809679,"d":"9 "},{"v":5.392291501935209,"d":"5 "},{"v":8.405449921801498,"d":"8 "},{"v":0.396429121127819,"d":"0 "},{"v":0,"d":"0 "},{"v":1.1028490024284883,"d":"1 "},null,{"v":330029,"d":"330,029 "},{"v":176,"d":"176 "},{"v":23,"d":"23 "},{"v":1837,"d":"1,837 "},{"v":2873,"d":"2,873 "},{"v":3224,"d":"3,224 "},{"v":1741,"d":"1,741 "},{"v":5804,"d":"5,804 "},{"v":0,"d":"0 "},{"v":1.102849002428488,"d":"1 "},null,{"v":3925055.745161332,"d":"3,925,056 "},{"v":617815.6496518891,"d":"617,816 "},{"v":191300.7482561292,"d":"191,301 "},{"v":10529309.72754099,"d":"10,529,310 "},{"v":14085803.80594952,"d":"14,085,804 "},{"v":0,"d":"0 "},{"v":0,"d":"0 "},{"v":797277.3841461905,"d":"797,277 "},{"v":0,"d":"0 "},{"v":0,"d":"0 "},{"v":30146563.060706053,"d":"30,146,563 "},null,{"v":125,"d":"125 "},{"v":30,"d":"30 "},{"v":0,"d":"0 "},{"v":0,"d":"0 "},{"v":0,"d":"0 "},{"v":0,"d":"0 "},null,null,{"v":578.45,"d":"578 "},{"v":1477.78,"d":"1,478 "},{"v":0,"d":"0 "},{"v":0,"d":"0 "},{"v":0,"d":"0 "},{"v":0,"d":"0 "},null,null,{"v":0,"d":"0 "},{"v":0,"d":"0 "},{"v":0,"d":"0 "},{"v":0,"d":"0 "},{"v":0,"d":"0 "},{"v":0,"d":"0 "},null,{"v":0,"d":"0 "},{"v":0,"d":"0 "},{"v":0,"d":"0 "},{"v":0,"d":"0 "},{"v":0,"d":"0 "},{"v":0,"d":"0 "},null,0,0,0,0,0,0,0,0,0]
["39403_平成30年度",270,15,16,2018,"平成30年度","39403","越知町",null,{"v":10.250652829755303,"d":"10 "},{"v":0.6982535771194857,"d":"1 "},{"v":1.1946241563496185,"d":"1 "},{"v":6.865569154165879,"d":"7 "},{"v":6.757154277246469,"d":"7 "},{"v":5.236825038007372,"d":"5 "},{"v":8.23574214515713,"d":"8 "},{"v":0.358165089431505,"d":"0 "},{"v":0,"d":"0 "},{"v":0.8043969103645242,"d":"1 "},null,{"v":327123,"d":"327,123 "},{"v":176,"d":"176 "},{"v":23,"d":"23 "},{"v":1837,"d":"1,837 "},{"v":2827,"d":"2,827 "},{"v":3191,"d":"3,191 "},{"v":1723,"d":"1,723 "},{"v":5651,"d":"5,651 "},{"v":0,"d":"0 "},{"v":0.8043969103645242,"d":"1 "},null,{"v":3859074.235079764,"d":"3,859,074 "},{"v":625724.5422900802,"d":"625,725 "},{"v":173115.4939695585,"d":"173,115 "},{"v":9935434.066884933,"d":"9,935,434 "},{"v":11357409.87338717,"d":"11,357,410 "},{"v":0,"d":"0 "},{"v":0,"d":"0 "},{"v":777866.4266315277,"d":"777,866 "},{"v":0,"d":"0 "},{"v":0,"d":"0 "},{"v":26728624.638243034,"d":"26,728,625 "},null,{"v":133,"d":"133 "},{"v":30,"d":"30 "},{"v":0,"d":"0 "},{"v":0,"d":"0 "},{"v":0,"d":"0 "},{"v":0,"d":"0 "},null,null,{"v":619.75,"d":"620 "},{"v":1478.28,"d":"1,478 "},{"v":0,"d":"0 "},{"v":0,"d":"0 "},{"v":0,"d":"0 "},{"v":0,"d":"0 "},null,null,{"v":0,"d":"0 "},{"v":0,"d":"0 "},{"v":0,"d":"0 "},{"v":0,"d":"0 "},{"v":0,"d":"0 "},{"v":0,"d":"0 "},null,{"v":0,"d":"0 "},{"v":0,"d":"0 "},{"v":0,"d":"0 "},{"v":0,"d":"0 "},{"v":0,"d":"0 "},{"v":0,"d":"0 "},null,0,0,0,0,0,0,0,0,0]
["39403_令和元年度",271,16,16,2019,"令和元年度","39403","越知町",null,{"v":9.491700598830628,"d":"9 "},{"v":0.5304830687142398,"d":"1 "},{"v":1.1859542482401817,"d":"1 "},{"v":5.7191456591108984,"d":"6 "},{"v":4.772050509093589,"d":"5 "},{"v":5.071342087758311,"d":"5 "},{"v":8.085951108485704,"d":"8 "},{"v":0.341812906054074,"d":"0 "},{"v":0,"d":"0 "},{"v":0.7556462492234433,"d":"1 "},null,{"v":323961,"d":"323,961 "},{"v":176,"d":"176 "},{"v":23,"d":"23 "},{"v":1837,"d":"1,837 "},{"v":2786,"d":"2,786 "},{"v":3175,"d":"3,175 "},{"v":1679,"d":"1,679 "},{"v":5539,"d":"5,539 "},{"v":0,"d":"0 "},{"v":0.7556462492234433,"d":"1 "},null,{"v":3535575.579122452,"d":"3,535,576 "},{"v":430924.2519027917,"d":"430,924 "},{"v":191974.1893196246,"d":"191,974 "},{"v":10332647.31045229,"d":"10,332,647 "},{"v":9563364.428936679,"d":"9,563,364 "},{"v":0,"d":"0 "},{"v":0,"d":"0 "},{"v":754370.1024303248,"d":"754,370 "},{"v":0,"d":"0 "},{"v":0,"d":"0 "},{"v":24808855.862164162,"d":"24,808,856 "},null,{"v":144,"d":"144 "},{"v":32,"d":"32 "},{"v":0,"d":"0 "},{"v":0,"d":"0 "},{"v":0,"d":"0 "},{"v":0,"d":"0 "},null,null,{"v":682.95,"d":"683 "},{"v":1550.88,"d":"1,551 "},{"v":0,"d":"0 "},{"v":0,"d":"0 "},{"v":0,"d":"0 "},{"v":0,"d":"0 "},null,null,{"v":0,"d":"0 "},{"v":0,"d":"0 "},{"v":0,"d":"0 "},{"v":0,"d":"0 "},{"v":0,"d":"0 "},{"v":0,"d":"0 "},null,{"v":0,"d":"0 "},{"v":0,"d":"0 "},{"v":0,"d":"0 "},{"v":0,"d":"0 "},{"v":0,"d":"0 "},{"v":0,"d":"0 "},null,0,0,0,0,0,0,0,0,0]
["39403_令和2年度",272,17,16,2020,"令和2年度","39403","越知町",null,{"v":8.282061096351624,"d":"8 "},{"v":0.7107020556487764,"d":"1 "},{"v":3.896156206337415,"d":"4 "},{"v":7.019486921806978,"d":"7 "},{"v":8.435198071913453,"d":"8 "},{"v":4.405427869703569,"d":"4 "},{"v":7.5485786276814295,"d":"8 "},{"v":0.316972848992593,"d":"0 "},{"v":0,"d":"0 "},{"v":1.093663811103257,"d":"1 "},null,{"v":265577,"d":"265,577 "},{"v":174,"d":"174 "},{"v":66,"d":"66 "},{"v":1651,"d":"1,651 "},{"v":2755,"d":"2,755 "},{"v":3148,"d":"3,148 "},{"v":1666,"d":"1,666 "},{"v":5376,"d":"5,376 "},{"v":0,"d":"0 "},{"v":1.093663811103257,"d":"1 "},null,{"v":2775827.761579782,"d":"2,775,828 "},{"v":597374.9728842056,"d":"597,375 "},{"v":669536.9909577374,"d":"669,537 "},{"v":9837744.667340588,"d":"9,837,745 "},{"v":13080122.19355174,"d":"13,080,122 "},null,null,{"v":701627.7286057622,"d":"701,628 "},null,null,{"v":27662234.314919814,"d":"27,662,234 "},null,{"v":150,"d":"150 "},{"v":32,"d":"32 "},{"v":0,"d":"0 "},{"v":0,"d":"0 "},{"v":0,"d":"0 "},{"v":0,"d":"0 "},null,null,{"v":716.8499999999999,"d":"717 "},{"v":1550.88,"d":"1,551 "},{"v":0,"d":"0 "},{"v":0,"d":"0 "},{"v":0,"d":"0 "},{"v":0,"d":"0 "},null,null,{"v":0,"d":"0 "},{"v":0,"d":"0 "},{"v":0,"d":"0 "},{"v":0,"d":"0 "},{"v":0,"d":"0 "},{"v":0,"d":"0 "},null,{"v":0,"d":"0 "},{"v":0,"d":"0 "},{"v":0,"d":"0 "},{"v":0,"d":"0 "},{"v":0,"d":"0 "},{"v":0,"d":"0 "},null,0,0,0,0,0,0,0,0,0]
["39403_令和3年度",272,18,16,2021,"令和3年度","39403","越知町",null,{"v":7.687432077171191,"d":"8 "},{"v":0.725872276812876,"d":"1 "},{"v":3.790896376573884,"d":"4 "},{"v":6.7899602695395584,"d":"7 "},{"v":6.638481264138698,"d":"7 "},{"v":4.240503281812662,"d":"4 "},{"v":7.7505453159154145,"d":"8 "},{"v":0.307057797803116,"d":"0 "},{"v":0,"d":"0 "},{"v":0.2351721433248041,"d":"0 "},null,{"v":273093,"d":"273,093 "},{"v":174,"d":"174 "},{"v":66,"d":"66 "},{"v":1651,"d":"1,651 "},{"v":2715,"d":"2,715 "},{"v":3120,"d":"3,120 "},{"v":1668,"d":"1,668 "},{"v":5259,"d":"5,259 "},{"v":0,"d":"0 "},{"v":0.2351721433248041,"d":"0 "},null,{"v":2524644.366882908,"d":"2,524,644 "},{"v":638430.6386360152,"d":"638,431 "},{"v":644526.6902641213,"d":"644,527 "},{"v":10509190.215373885,"d":"10,509,190 "},{"v":10542433.27077537,"d":"10,542,433 "},{"v":0,"d":"0 "},{"v":0,"d":"0 "},{"v":690316.7859812356,"d":"690,317 "},{"v":0,"d":"0 "},{"v":0,"d":"0 "},{"v":25549541.967913534,"d":"25,549,542 "},null,{"v":154,"d":"154 "},{"v":33,"d":"33 "},{"v":0,"d":"0 "},{"v":0,"d":"0 "},{"v":0,"d":"0 "},{"v":0,"d":"0 "},null,null,{"v":749.15,"d":"749 "},{"v":1600.78,"d":"1,601 "},{"v":0,"d":"0 "},{"v":0,"d":"0 "},{"v":0,"d":"0 "},{"v":0,"d":"0 "},null,null,{"v":0,"d":"0 "},{"v":0,"d":"0 "},{"v":0,"d":"0 "},{"v":0,"d":"0 "},{"v":0,"d":"0 "},{"v":0,"d":"0 "},null,{"v":0,"d":"0 "},{"v":0,"d":"0 "},{"v":0,"d":"0 "},{"v":0,"d":"0 "},{"v":0,"d":"0 "},{"v":0,"d":"0 "},null,0,0,0,0,0,0,0,0,0]
["39403_令和4年度",272,19,16,2022,"令和4年度","39403","越知町",null,{"v":6.615350056347487,"d":"7 "},{"v":0.5302796455717709,"d":"1 "},{"v":2.9882688478463484,"d":"3 "},{"v":5.183391560359956,"d":"5 "},{"v":5.933690227090868,"d":"6 "},{"v":4.434570787775122,"d":"4 "},{"v":7.533476410306939,"d":"8 "},{"v":0.2994708888335376,"d":"0 "},{"v":0,"d":"0 "},{"v":0.5748565313027693,"d":"1 "},null,{"v":273141,"d":"273,141 "},{"v":174,"d":"174 "},{"v":66,"d":"66 "},{"v":1651,"d":"1,651 "},{"v":2640,"d":"2,640 "},{"v":3100,"d":"3,100 "},{"v":1646,"d":"1,646 "},{"v":5087,"d":"5,087 "},{"v":0,"d":"0 "},{"v":0.5748565313027693,"d":"1 "},null,{"v":2540069.21857635,"d":"2,540,069 "},{"v":370815.79857890983,"d":"370,816 "},{"v":572023.5117951909,"d":"572,024 "},{"v":9180679.271655584,"d":"9,180,679 "},{"v":12446341.438384028,"d":"12,446,341 "},{"v":0,"d":"0 "},{"v":0,"d":"0 "},{"v":656870.5466489969,"d":"656,871 "},{"v":0,"d":"0 "},{"v":0,"d":"0 "},{"v":25766799.78563906,"d":"25,766,800 "},null,{"v":159,"d":"159 "},{"v":33,"d":"33 "},{"v":0,"d":"0 "},{"v":0,"d":"0 "},{"v":0,"d":"0 "},{"v":0,"d":"0 "},null,null,{"v":774.73,"d":"775 "},{"v":1600.7800000000002,"d":"1,601 "},{"v":0,"d":"0 "},{"v":0,"d":"0 "},{"v":0,"d":"0 "},{"v":0,"d":"0 "}]
["39403_令和5年度",272,20,16,2023,"令和5年度","39403","越知町",{"$nulls":35},{"v":163,"d":"163 "},{"v":34,"d":"34 "},{"v":0,"d":"0 "},{"v":0,"d":"0 "},{"v":0,"d":"0 "},{"v":0,"d":"0 "},null,null,{"v":800.4300000000001,"d":"800 "},{"v":1617.2800000000002,"d":"1,617 "},{"v":0,"d":"0 "},{"v":0,"d":"0 "},{"v":0,"d":"0 "},{"v":0,"d":"0 "}]
["39403_令和6年度",272,21,16,2024,"令和6年度","39403","越知町"]
["01693_平成2年度",86,1,6,1990,"平成2年度","01693","標津町",null,{"v":52.4823439931939,"d":"52 "},{"v":2.525002715584172,"d":"3 "},{"v":36.25010884527427,"d":"36 "},{"v":4.998124531807504,"d":"5 "},{"v":11.45254521597636,"d":"11 "},{"v":6.734552025010036,"d":"7 "},{"v":10.8108734369165,"d":"11 "},{"v":0.450217187683779,"d":"0 "},{"v":0,"d":"0 "},{"v":0.3666174611558802,"d":"0 "},null,{"v":1473518,"d":"1,473,518 "},{"v":462,"d":"462 "},{"v":424,"d":"424 "},{"v":1676,"d":"1,676 "},{"v":2450,"d":"2,450 "},{"v":2770,"d":"2,770 "},{"v":2625,"d":"2,625 "},{"v":7310,"d":"7,310 "},{"v":0,"d":"0 "},{"v":0.3666174611558802,"d":"0 "},{"$nulls":29},"","","","","","",null,"","","","","",""]
["01693_平成17年度",87,2,6,2005,"平成17年度","01693","標津町",null,{"v":33.96416475829442,"d":"34 "},{"v":1.167072187618147,"d":"1 "},{"v":27.13998953059475,"d":"27 "},{"v":7.346189522307617,"d":"7 "},{"v":11.50195627887783,"d":"12 "},{"v":7.992166591901278,"d":"8 "},{"v":9.333199470911515,"d":"9 "},{"v":0.35831687563198,"d":"0 "},{"v":0,"d":"0 "},{"v":0,"d":"0 "},null,{"v":1048996,"d":"1,048,996 "},{"v":356,"d":"356 "},{"v":241,"d":"241 "},{"v":1193,"d":"1,193 "},{"v":2345,"d":"2,345 "},{"v":3804,"d":"3,804 "},{"v":1856,"d":"1,856 "},{"v":6082,"d":"6,082 "},{"v":0,"d":"0 "},{"v":0,"d":"0 "},{"$nulls":29},"","","","","","",null,"","","","","",""]
["01693_平成18年度",88,3,6,2006,"平成18年度","01693","標津町",null,"","","","","","","","","","",null,"","","","","","","","","","",null,"","","","","","","","","","",null,null,"","","","","","","",null,"","","","","","","",null,"","","","","","",null,"","","","","",""]
["01693_平成19年度",89,4,6,2007,"平成19年度","01693","標津町",null,{"v":30.85010314579963,"d":"31 "},{"v":0.9677925760789017,"d":"1 "},{"v":37.34131154166226,"d":"37 "},{"v":8.200164925968004,"d":"8 "},{"v":11.28587153197736,"d":"11 "},{"v":7.532469045474815,"d":"8 "},{"v":9.212128544339562,"d":"9 "},{"v":0.366254947748112,"d":"0 "},{"v":0,"d":"0 "},{"v":0.8070156811489176,"d":"1 "},null,{"v":1013124,"d":"1,013,124 "},{"v":322,"d":"322 "},{"v":455,"d":"455 "},{"v":1668,"d":"1,668 "},{"v":2307,"d":"2,307 "},{"v":3727,"d":"3,727 "},{"v":1804,"d":"1,804 "},{"v":5888,"d":"5,888 "},{"v":0,"d":"0 "},{"v":0.8070156811489176,"d":"1 "},{"$nulls":29},"","","","","","",null,"","","","","",""]
["01693_平成20年度",90,5,6,2008,"平成20年度","01693","標津町",null,{"v":25.26744305353482,"d":"25 "},{"v":0.8493903880933291,"d":"1 "},{"v":32.24281318307542,"d":"32 "},{"v":9.594987030249643,"d":"10 "},{"v":11.64105101775719,"d":"12 "},{"v":7.2321490414741,"d":"7 "},{"v":8.987401324836732,"d":"9 "},{"v":0.358492403444869,"d":"0 "},{"v":0,"d":"0 "},{"v":0.7539164206649724,"d":"1 "},null,{"v":871850,"d":"871,850 "},{"v":322,"d":"322 "},{"v":455,"d":"455 "},{"v":1668,"d":"1,668 "},{"v":2348,"d":"2,348 "},{"v":3704,"d":"3,704 "},{"v":1762,"d":"1,762 "},{"v":5858,"d":"5,858 "},{"v":0,"d":"0 "},{"v":0.7539164206649724,"d":"1 "},{"$nulls":29},"","","","","","",null,"","","","","",""]
["01693_平成21年度",91,6,6,2009,"平成21年度","01693","標津町",null,{"v":24.85630520310443,"d":"25 "},{"v":0.6956687298955709,"d":"1 "},{"v":19.72679921149784,"d":"20 "},{"v":8.171464019930784,"d":"8 "},{"v":9.934962096116218,"d":"10 "},{"v":7.336935315621766,"d":"7 "},{"v":8.74945256282537,"d":"9 "},{"v":0.338299570543317,"d":"0 "},{"v":0,"d":"0 "},{"v":0.863850992729233,"d":"1 "},null,{"v":866120,"d":"866,120 "},{"v":323,"d":"323 "},{"v":319,"d":"319 "},{"v":1794,"d":"1,794 "},{"v":2333,"d":"2,333 "},{"v":3709,"d":"3,709 "},{"v":1761,"d":"1,761 "},{"v":5803,"d":"5,803 "},{"v":0,"d":"0 "},{"v":0.863850992729233,"d":"1 "},{"$nulls":29},{"v":0,"d":"0 "},{"v":0,"d":"0 "},{"v":0,"d":"0 "},{"v":0,"d":"0 "},{"v":0,"d":"0 "},{"v":0,"d":"0 "},null,{"v":0,"d":"0 "},{"v":0,"d":"0 "},{"v":0,"d":"0 "},{"v":0,"d":"0 "},{"v":0,"d":"0 "},{"v":0,"d":"0 "},null,0,0,0,0,0,0,0,0,0]
["01693_平成22年度",92,7,6,2010,"平成22年度","01693","標津町",null,{"v":18.37819407566961,"d":"18 "},{"v":0.7255172486776024,"d":"1 "},{"v":17.95932244887789,"d":"18 "},{"v":7.314599954286202,"d":"7 "},{"v":9.843955146394897,"d":"10 "},{"v":7.348286608004449,"d":"7 "},{"v":8.978651063545648,"d":"9 "},{"v":0.348911471162957,"d":"0 "},{"v":0,"d":"0 "},{"v":0.8762068990915248,"d":"1 "},null,{"v":716863,"d":"716,863 "},{"v":323,"d":"323 "},{"v":319,"d":"319 "},{"v":1794,"d":"1,794 "},{"v":2351,"d":"2,351 "},{"v":3732,"d":"3,732 "},{"v":1762,"d":"1,762 "},{"v":5735,"d":"5,735 "},{"v":0,"d":"0 "},{"v":0.8762068990915248,"d":"1 "},{"$nulls":29},{"v":0,"d":"0 "},{"v":0,"d":"0 "},{"v":0,"d":"0 "},{"v":0,"d":"0 "},{"v":0,"d":"0 "},{"v":0,"d":"0 "},null,{"v":0,"d":"0 "},{"v":0,"d":"0 "},{"v":0,"d":"0 "},{"v":0,"d":"0 "},{"v":0,"d":"0 "},{"v":0,"d":"0 "},null,0,0,0,0,0,0,0,0,0]
["01693_平成23年度",93,8,6,2011,"平成23年度","01693","標津町",null,{"v":18.78771347458654,"d":"19 "},{"v":1.016584616373581,"d":"1 "},{"v":16.75735644797972,"d":"17 "},{"v":9.24039620155332,"d":"9 "},{"v":11.864079739372,"d":"12 "},{"v":7.342355498977317,"d":"7 "},{"v":8.68949178826724,"d":"9 "},{"v":0.399798607155367,"d":"0 "},{"v":0,"d":"0 "},{"v":0.8344671675479842,"d":"1 "},null,{"v":690183,"d":"690,183 "},{"v":323,"d":"323 "},{"v":319,"d":"319 "},{"v":1794,"d":"1,794 "},{"v":2354,"d":"2,354 "},{"v":3810,"d":"3,810 "},{"v":1756,"d":"1,756 "},{"v":5697,"d":"5,697 "},{"v":0,"d":"0 "},{"v":0.8344671675479842,"d":"1 "},{"$nulls":29},{"v":0,"d":"0 "},{"v":0,"d":"0 "},{"v":0,"d":"0 "},{"v":0,"d":"0 "},{"v":0,"d":"0 "},{"v":0,"d":"0 "},null,{"v":0,"d":"0 "},{"v":0,"d":"0 "},{"v":0,"d":"0 "},{"v":0,"d":"0 "},{"v":0,"d":"0 "},{"v":0,"d":"0 "},null,0,0,0,0,0,0,0,0,0]
["01693_平成24年度",94,9,6,2012,"平成24年度","01693","標津町",null,{"v":27.31673830172746,"d":"27 "},{"v":1.145221887796946,"d":"1 "},{"v":16.90767436271486,"d":"17 "},{"v":11.47654272247715,"d":"11 "},{"v":13.10478093770821,"d":"13 "},{"v":7.271193640786895,"d":"7 "},{"v":8.689164569013503,"d":"9 "},{"v":0.427739733795383,"d":"0 "},{"v":0,"d":"0 "},{"v":0.9464882422253473,"d":"1 "},null,{"v":961494,"d":"961,494 "},{"v":323,"d":"323 "},{"v":319,"d":"319 "},{"v":1794,"d":"1,794 "},{"v":2367,"d":"2,367 "},{"v":3803,"d":"3,803 "},{"v":1746,"d":"1,746 "},{"v":5610,"d":"5,610 "},{"v":0,"d":"0 "},{"v":0.9464882422253473,"d":"1 "},{"$nulls":29},{"v":0,"d":"0 "},{"v":0,"d":"0 "},{"v":0,"d":"0 "},{"v":0,"d":"0 "},{"v":0,"d":"0 "},{"v":0,"d":"0 "},null,{"v":0,"d":"0 "},{"v":0,"d":"0 "},{"v":0,"d":"0 "},{"v":0,"d":"0 "},{"v":0,"d":"0 "},{"v":0,"d":"0 "},null,0,0,0,0,0,0,0,0,0]
["01693_平成25年度",95,10,6,2013,"平成25年度","01693","標津町",null,{"v":26.13655215055332,"d":"26 "},{"v":0.946529796577777,"d":"1 "},{"v":14.93080965982178,"d":"15 "},{"v":10.67345911539568,"d":"11 "},{"v":12.66808244396024,"d":"13 "},{"v":7.015330921581133,"d":"7 "},{"v":8.70192394844373,"d":"9 "},{"v":0.429938499729292,"d":"0 "},{"v":0,"d":"0 "},{"v":0.9808660526726403,"d":"1 "},null,{"v":936702,"d":"936,702 "},{"v":323,"d":"323 "},{"v":319,"d":"319 "},{"v":1794,"d":"1,794 "},{"v":2361,"d":"2,361 "},{"v":3833,"d":"3,833 "},{"v":1742,"d":"1,742 "},{"v":5558,"d":"5,558 "},{"v":0,"d":"0 "},{"v":0.9808660526726403,"d":"1 "},{"$nulls":29},{"v":0,"d":"0 "},{"v":0,"d":"0 "},{"v":0,"d":"0 "},{"v":0,"d":"0 "},{"v":0,"d":"0 "},{"v":0,"d":"0 "},null,{"v":0,"d":"0 "},{"v":0,"d":"0 "},{"v":0,"d":"0 "},{"v":0,"d":"0 "},{"v":0,"d":"0 "},{"v":0,"d":"0 "},null,0,0,0,0,0,0,0,0,0]
["01693_平成26年度",96,11,6,2014,"平成26年度","01693","標津町",null,{"v":18.46681718730092,"d":"18 "},{"v":0.9848201442407911,"d":"1 "},{"v":15.77345330481559,"d":"16 "},{"v":9.7813235974177,"d":"10 "},{"v":13.3286425379298,"d":"13 "},{"v":6.646922793061648,"d":"7 "},{"v":8.631664651743217,"d":"9 "},{"v":0.405227075450043,"d":"0 "},{"v":0,"d":"0 "},{"v":0.8189602581250683,"d":"1 "},null,{"v":735037,"d":"735,037 "},{"v":292,"d":"292 "},{"v":344,"d":"344 "},{"v":1563,"d":"1,563 "},{"v":2346,"d":"2,346 "},{"v":3825,"d":"3,825 "},{"v":1719,"d":"1,719 "},{"v":5460,"d":"5,460 "},{"v":0,"d":"0 "},{"v":0.8189602581250683,"d":"1 "},{"$nulls":13},{"v":29,"d":"29 "},{"v":5,"d":"5 "},{"v":0,"d":"0 "},{"v":0,"d":"0 "},{"v":0,"d":"0 "},{"v":0,"d":"0 "},null,null,{"v":188.506,"d":"189 "},{"v":9641.2,"d":"9,641 "},{"v":0,"d":"0 "},{"v":0,"d":"0 "},{"v":0,"d":"0 "},{"v":0,"d":"0 "},null,null,{"v":0,"d":"0 "},{"v":0,"d":"0 "},{"v":0,"d":"0 "},{"v":0,"d":"0 "},{"v":0,"d":"0 "},{"v":0,"d":"0 "},null,{"v":0,"d":"0 "},{"v":0,"d":"0 "},{"v":0,"d":"0 "},{"v":0,"d":"0 "},{"v":0,"d":"0 "},{"v":0,"d":"0 "},null,0,0,0,0,0,0,0,0,0]
["01693_平成27年度",97,12,6,2015,"平成27年度","01693","標津町",null,{"v":23.57922795315324,"d":"24 "},{"v":0.944340143527259,"d":"1 "},{"v":16.6032051488507,"d":"17 "},{"v":9.464143067658995,"d":"9 "},{"v":12.34088146660118,"d":"12 "},{"v":6.638641306752202,"d":"7 "},{"v":8.482699988957927,"d":"8 "},{"v":0.393131141311452,"d":"0 "},{"v":0,"d":"0 "},{"v":0.9464601452156945,"d":"1 "},null,{"v":940977,"d":"940,977 "},{"v":292,"d":"292 "},{"v":344,"d":"344 "},{"v":1563,"d":"1,563 "},{"v":2360,"d":"2,360 "},{"v":3857,"d":"3,857 "},{"v":1688,"d":"1,688 "},{"v":5411,"d":"5,411 "},{"v":0,"d":"0 "},{"v":0.9464601452156945,"d":"1 "},null,{"v":7261802.33675927,"d":"7,261,802 "},{"v":629138.1655739638,"d":"629,138 "},{"v":2146825.380520126,"d":"2,146,825 "},{"v":9940806.859678034,"d":"9,940,807 "},{"v":10452552.38815863,"d":"10,452,552 "},{"v":0,"d":"0 "},{"v":0,"d":"0 "},{"v":741554.8517086991,"d":"741,555 "},{"v":0,"d":"0 "},{"v":0,"d":"0 "},{"v":31172679.982398722,"d":"31,172,680 "},null,{"v":33,"d":"33 "},{"v":5,"d":"5 "},{"v":0,"d":"0 "},{"v":0,"d":"0 "},{"v":0,"d":"0 "},{"v":0,"d":"0 "},null,null,{"v":220.906,"d":"221 "},{"v":9641.2,"d":"9,641 "},{"v":0,"d":"0 "},{"v":0,"d":"0 "},{"v":0,"d":"0 "},{"v":0,"d":"0 "},null,null,{"v":0,"d":"0 "},{"v":0,"d":"0 "},{"v":0,"d":"0 "},{"v":0,"d":"0 "},{"v":0,"d":"0 "},{"v":0,"d":"0 "},null,{"v":0,"d":"0 "},{"v":0,"d":"0 "},{"v":0,"d":"0 "},{"v":0,"d":"0 "},{"v":0,"d":"0 "},{"v":0,"d":"0 "},null,0,0,0,0,0,0,0,0,0]
["01693_平成28年度",98,13,6,2016,"平成28年度","01693","標津町",null,{"v":24.189213801191038,"d":"24 "},{"v":0.8907753367559477,"d":"1 "},{"v":17.854226338334005,"d":"18 "},{"v":8.11440508877904,"d":"8 "},{"v":12.656215866763477,"d":"13 "},{"v":6.569927133120289,"d":"7 "},{"v":10.41224110469212,"d":"10 "},{"v":0.37915272550581103,"d":"0 "},{"v":0,"d":"0 "},{"v":1.0488246451414653,"d":"1 "},null,{"v":918854.0000000001,"d":"918,854 "},{"v":292,"d":"292 "},{"v":344,"d":"344 "},{"v":1563,"d":"1,563 "},{"v":2380,"d":"2,380 "},{"v":3864,"d":"3,864 "},{"v":2143,"d":"2,143 "},{"v":5368,"d":"5,368 "},{"v":0,"d":"0 "},{"v":1.048824645141465,"d":"1 "},null,{"v":7580082.300927244,"d":"7,580,082 "},{"v":599697.3373065734,"d":"599,697 "},{"v":1819540.296105795,"d":"1,819,540 "},{"v":9922907.219564082,"d":"9,922,907 "},{"v":10470406.09893068,"d":"10,470,406 "},{"v":0,"d":"0 "},{"v":0,"d":"0 "},{"v":736233.4191867997,"d":"736,233 "},{"v":0,"d":"0 "},{"v":0,"d":"0 "},{"v":31128866.672021173,"d":"31,128,867 "},null,{"v":37,"d":"37 "},{"v":5,"d":"5 "},{"v":0,"d":"0 "},{"v":0,"d":"0 "},{"v":0,"d":"0 "},{"v":0,"d":"0 "},null,null,{"v":245.575,"d":"246 "},{"v":9632.8,"d":"9,633 "},{"v":0,"d":"0 "},{"v":0,"d":"0 "},{"v":0,"d":"0 "},{"v":0,"d":"0 "},null,null,{"v":0,"d":"0 "},{"v":0,"d":"0 "},{"v":0,"d":"0 "},{"v":0,"d":"0 "},{"v":0,"d":"0 "},{"v":0,"d":"0 "},null,{"v":0,"d":"0 "},{"v":0,"d":"0 "},{"v":0,"d":"0 "},{"v":0,"d":"0 "},{"v":0,"d":"0 "},{"v":0,"d":"0 "},null,0,0,0,0,0,0,0,0,0]
["01693_平成29年度",99,14,6,2017,"平成29年度","01693","標津町",null,{"v":23.43332956397904,"d":"23 "},{"v":0.9102390201407249,"d":"1 "},{"v":16.117189640836635,"d":"16 "},{"v":8.136232598980541,"d":"8 "},{"v":12.48891210157799,"d":"12 "},{"v":6.364041304238049,"d":"6 "},{"v":10.495949529004282,"d":"10 "},{"v":0.367127244324953,"d":"0 "},{"v":0,"d":"0 "},{"v":1.3452695097830427,"d":"1 "},null,{"v":875882,"d":"875,882 "},{"v":292,"d":"292 "},{"v":344,"d":"344 "},{"v":1563,"d":"1,563 "},{"v":2400,"d":"2,400 "},{"v":3805,"d":"3,805 "},{"v":2174,"d":"2,174 "},{"v":5375,"d":"5,375 "},{"v":0,"d":"0 "},{"v":1.345269509783043,"d":"1 "},null,{"v":7100138.94720188,"d":"7,100,139 "},{"v":601439.7868054387,"d":"601,440 "},{"v":2222760.984832074,"d":"2,222,761 "},{"v":9677408.248841403,"d":"9,677,408 "},{"v":9574352.544498064,"d":"9,574,353 "},{"v":0,"d":"0 "},{"v":0,"d":"0 "},{"v":738346.9916929314,"d":"738,347 "},{"v":0,"d":"0 "},{"v":0,"d":"0 "},{"v":29914447.50387179,"d":"29,914,448 "},null,{"v":41,"d":"41 "},{"v":7,"d":"7 "},{"v":0,"d":"0 "},{"v":0,"d":"0 "},{"v":0,"d":"0 "},{"v":0,"d":"0 "},null,null,{"v":275.075,"d":"275 "},{"v":9731.8,"d":"9,732 "},{"v":0,"d":"0 "},{"v":0,"d":"0 "},{"v":0,"d":"0 "},{"v":0,"d":"0 "},null,null,{"v":0,"d":"0 "},{"v":0,"d":"0 "},{"v":0,"d":"0 "},{"v":0,"d":"0 "},{"v":0,"d":"0 "},{"v":0,"d":"0 "},null,{"v":0,"d":"0 "},{"v":0,"d":"0 "},{"v":0,"d":"0 "},{"v":0,"d":"0 "},{"v":0,"d":"0 "},{"v":0,"d":"0 "},null,0,0,0,0,0,0,0,0,0]
["01693_平成30年度",100,15,6,2018,"平成30年度","01693","標津町",null,{"v":18.041136233826016,"d":"18 "},{"v":0.8471859857669455,"d":"1 "},{"v":14.785445544654335,"d":"15 "},{"v":8.176361119604996,"d":"8 "},{"v":11.503121386256844,"d":"12 "},{"v":6.270732833038598,"d":"6 "},{"v":10.49662782981141,"d":"10 "},{"v":0.338897316083925,"d":"0 "},{"v":0,"d":"0 "},{"v":1.2074967221696846,"d":"1 "},null,{"v":704600,"d":"704,600 "},{"v":292,"d":"292 "},{"v":344,"d":"344 "},{"v":1563,"d":"1,563 "},{"v":2401,"d":"2,401 "},{"v":3821,"d":"3,821 "},{"v":2196,"d":"2,196 "},{"v":5347,"d":"5,347 "},{"v":0,"d":"0 "},{"v":1.207496722169685,"d":"1 "},null,{"v":5733523.018841589,"d":"5,733,523 "},{"v":544159.1295090788,"d":"544,159 "},{"v":2094952.501702814,"d":"2,094,953 "},{"v":9892287.981474547,"d":"9,892,288 "},{"v":8897688.30596752,"d":"8,897,688 "},{"v":0,"d":"0 "},{"v":0,"d":"0 "},{"v":736020.4889751865,"d":"736,020 "},{"v":0,"d":"0 "},{"v":0,"d":"0 "},{"v":27898631.426470734,"d":"27,898,631 "},null,{"v":44,"d":"44 "},{"v":11,"d":"11 "},{"v":0,"d":"0 "},{"v":0,"d":"0 "},{"v":0,"d":"0 "},{"v":0,"d":"0 "},null,null,{"v":303.47499999999997,"d":"303 "},{"v":10280,"d":"10,280 "},{"v":0,"d":"0 "},{"v":0,"d":"0 "},{"v":0,"d":"0 "},{"v":0,"d":"0 "},null,null,{"v":0,"d":"0 "},{"v":0,"d":"0 "},{"v":0,"d":"0 "},{"v":0,"d":"0 "},{"v":0,"d":"0 "},{"v":0,"d":"0 "},null,{"v":0,"d":"0 "},{"v":0,"d":"0 "},{"v":0,"d":"0 "},{"v":0,"d":"0 "},{"v":0,"d":"0 "},{"v":0,"d":"0 "},null,0,0,0,0,0,0,0,0,0]
["01693_令和元年度",101,16,6,2019,"令和元年度","01693","標津町",null,{"v":17.496526109024305,"d":"17 "},{"v":0.786126212068853,"d":"1 "},{"v":14.851689385651849,"d":"15 "},{"v":7.33493836198987,"d":"7 "},{"v":11.674286988030387,"d":"12 "},{"v":6.152695975447248,"d":"6 "},{"v":8.394170805295163,"d":"8 "},{"v":0.323546681069057,"d":"0 "},{"v":0,"d":"0 "},{"v":1.0421004369145794,"d":"1 "},null,{"v":718829,"d":"718,829 "},{"v":292,"d":"292 "},{"v":344,"d":"344 "},{"v":1563,"d":"1,563 "},{"v":2407,"d":"2,407 "},{"v":3852,"d":"3,852 "},{"v":1743,"d":"1,743 "},{"v":5243,"d":"5,243 "},{"v":0,"d":"0 "},{"v":1.042100436914579,"d":"1 "},null,{"v":5739727.440525874,"d":"5,739,727 "},{"v":543997.988719128,"d":"543,998 "},{"v":2261922.935020348,"d":"2,261,923 "},{"v":9693621.011278728,"d":"9,693,621 "},{"v":9409137.727626089,"d":"9,409,138 "},{"v":0,"d":"0 "},{"v":0,"d":"0 "},{"v":714057.1307171318,"d":"714,057 "},{"v":0,"d":"0 "},{"v":0,"d":"0 "},{"v":28362464.2338873,"d":"28,362,464 "},null,{"v":47,"d":"47 "},{"v":12,"d":"12 "},{"v":0,"d":"0 "},{"v":0,"d":"0 "},{"v":0,"d":"0 "},{"v":1,"d":"1 "},null,null,{"v":322.2950000000001,"d":"322 "},{"v":12265.9,"d":"12,266 "},{"v":0,"d":"0 "},{"v":0,"d":"0 "},{"v":0,"d":"0 "},{"v":100,"d":"100 "},null,null,{"v":0,"d":"0 "},{"v":0,"d":"0 "},{"v":0,"d":"0 "},{"v":0,"d":"0 "},{"v":0,"d":"0 "},{"v":0,"d":"0 "},null,{"v":0,"d":"0 "},{"v":0,"d":"0 "},{"v":0,"d":"0 "},{"v":0,"d":"0 "},{"v":0,"d":"0 "},{"v":0,"d":"0 "},null,0,0,0,0,0,0,0,0,0]
["01693_令和2年度",102,17,6,2020,"令和2年度","01693","標津町",null,{"v":16.04601130103628,"d":"16 "},{"v":0.8904319546067343,"d":"1 "},{"v":15.742450870016087,"d":"16 "},{"v":6.752086816084862,"d":"7 "},{"v":10.544553172532275,"d":"11 "},{"v":5.389232123960752,"d":"5 "},{"v":7.920117311636938,"d":"8 "},{"v":0.302055785972666,"d":"0 "},{"v":0,"d":"0 "},{"v":0.8460183302601645,"d":"1 "},null,{"v":747302,"d":"747,302 "},{"v":306,"d":"306 "},{"v":324,"d":"324 "},{"v":1513,"d":"1,513 "},{"v":2372,"d":"2,372 "},{"v":3851,"d":"3,851 "},{"v":1748,"d":"1,748 "},{"v":5123,"d":"5,123 "},{"v":0,"d":"0 "},{"v":0.8460183302601645,"d":"1 "},null,{"v":5834864.841390643,"d":"5,834,865 "},{"v":570500.2839593452,"d":"570,500 "},{"v":2308603.4702755944,"d":"2,308,603 "},{"v":8687164.34865133,"d":"8,687,164 "},{"v":9740589.110357977,"d":"9,740,589 "},null,null,{"v":668608.4177171354,"d":"668,608 "},null,null,{"v":27810330.472352028,"d":"27,810,330 "},null,{"v":49,"d":"49 "},{"v":12,"d":"12 "},{"v":0,"d":"0 "},{"v":0,"d":"0 "},{"v":0,"d":"0 "},{"v":1,"d":"1 "},null,null,{"v":342.775,"d":"343 "},{"v":12265.9,"d":"12,266 "},{"v":0,"d":"0 "},{"v":0,"d":"0 "},{"v":0,"d":"0 "},{"v":100,"d":"100 "},null,null,{"v":0,"d":"0 "},{"v":0,"d":"0 "},{"v":0,"d":"0 "},{"v":0,"d":"0 "},{"v":0,"d":"0 "},{"v":0,"d":"0 "},null,{"v":0,"d":"0 "},{"v":0,"d":"0 "},{"v":0,"d":"0 "},{"v":0,"d":"0 "},{"v":0,"d":"0 "},{"v":0,"d":"0 "},null,0,0,0,0,0,0,0,0,0]
["01693_令和3年度",102,18,6,2021,"令和3年度","01693","標津町",null,{"v":23.809897520363375,"d":"24 "},{"v":0.8577331410002491,"d":"1 "},{"v":14.366386611563556,"d":"14 "},{"v":6.857530737866455,"d":"7 "},{"v":10.386832951473524,"d":"10 "},{"v":5.232672318903444,"d":"5 "},{"v":8.112980888242394,"d":"8 "},{"v":0.295205215001436,"d":"0 "},{"v":0,"d":"0 "},{"v":0.7835437666768353,"d":"1 "},null,{"v":1138749,"d":"1,138,749 "},{"v":306,"d":"306 "},{"v":324,"d":"324 "},{"v":1513,"d":"1,513 "},{"v":2365,"d":"2,365 "},{"v":3850,"d":"3,850 "},{"v":1746,"d":"1,746 "},{"v":5056,"d":"5,056 "},{"v":0,"d":"0 "},{"v":0.7835437666768353,"d":"1 "},null,{"v":8722327.1819358,"d":"8,722,327 "},{"v":580351.9283693075,"d":"580,352 "},{"v":2069797.3634689818,"d":"2,069,797 "},{"v":9532394.434792772,"d":"9,532,394 "},{"v":9460482.123989219,"d":"9,460,482 "},{"v":0,"d":"0 "},{"v":0,"d":"0 "},{"v":663670.2167562516,"d":"663,670 "},{"v":0,"d":"0 "},{"v":0,"d":"0 "},{"v":31029023.24931233,"d":"31,029,023 "},null,{"v":58,"d":"58 "},{"v":40,"d":"40 "},{"v":0,"d":"0 "},{"v":0,"d":"0 "},{"v":0,"d":"0 "},{"v":1,"d":"1 "},null,null,{"v":421.9749999999999,"d":"422 "},{"v":14093.6,"d":"14,094 "},{"v":0,"d":"0 "},{"v":0,"d":"0 "},{"v":0,"d":"0 "},{"v":100,"d":"100 "},null,null,{"v":0,"d":"0 "},{"v":0,"d":"0 "},{"v":0,"d":"0 "},{"v":0,"d":"0 "},{"v":0,"d":"0 "},{"v":0,"d":"0 "},null,{"v":0,"d":"0 "},{"v":0,"d":"0 "},{"v":0,"d":"0 "},{"v":0,"d":"0 "},{"v":0,"d":"0 "},{"v":0,"d":"0 "},null,0,0,0,0,0,0,0,0,0]
["01693_令和4年度",102,19,6,2022,"令和4年度","01693","標津町",null,{"v":21.18128196352655,"d":"21 "},{"v":0.820468133133855,"d":"1 "},{"v":12.881362414774495,"d":"13 "},{"v":6.991612139071113,"d":"7 "},{"v":10.203384528494759,"d":"10 "},{"v":5.3543865995620274,"d":"5 "},{"v":8.16508014337034,"d":"8 "},{"v":0.2915234600950813,"d":"0 "},{"v":0,"d":"0 "},{"v":0.6535057247712516,"d":"1 "},null,{"v":1245942,"d":"1,245,942 "},{"v":306,"d":"306 "},{"v":324,"d":"324 "},{"v":1513,"d":"1,513 "},{"v":2359,"d":"2,359 "},{"v":3743,"d":"3,743 "},{"v":1784,"d":"1,784 "},{"v":4952,"d":"4,952 "},{"v":0,"d":"0 "},{"v":0.6535057247712516,"d":"1 "},null,{"v":8507947.082014725,"d":"8,507,947 "},{"v":585450.0715198049,"d":"585,450 "},{"v":2297494.101470863,"d":"2,297,494 "},{"v":9466853.269503428,"d":"9,466,853 "},{"v":9605528.789093506,"d":"9,605,529 "},{"v":0,"d":"0 "},{"v":0,"d":"0 "},{"v":639438.3619040363,"d":"639,438 "},{"v":0,"d":"0 "},{"v":0,"d":"0 "},{"v":31102711.67550636,"d":"31,102,712 "},null,{"v":64,"d":"64 "},{"v":40,"d":"40 "},{"v":0,"d":"0 "},{"v":0,"d":"0 "},{"v":0,"d":"0 "},{"v":1,"d":"1 "},null,null,{"v":465.39099999999985,"d":"465 "},{"v":14093.600000000002,"d":"14,094 "},{"v":0,"d":"0 "},{"v":0,"d":"0 "},{"v":0,"d":"0 "},{"v":100,"d":"100 "}]
["01693_令和5年度",102,20,6,2023,"令和5年度","01693","標津町",{"$nulls":35},{"v":71,"d":"71 "},{"v":41,"d":"41 "},{"v":0,"d":"0 "},{"v":0,"d":"0 "},{"v":0,"d":"0 "},{"v":1,"d":"1 "},null,null,{"v":518.6909999999998,"d":"519 "},{"v":14143.100000000002,"d":"14,143 "},{"v":0,"d":"0 "},{"v":0,"d":"0 "},{"v":0,"d":"0 "},{"v":100,"d":"100 "}]
["01693_令和6年度",102,21,6,2024,"令和6年度","01693","標津町"]
["06361_平成2年度",358,1,22,1990,"平成2年度","06361","金山町",null,{"v":3.052222696839285,"d":"3 "},{"v":3.607673632232255,"d":"4 "},{"v":1.531582583118284,"d":"2 "},{"v":2.672640468898106,"d":"3 "},{"v":7.051467424751355,"d":"7 "},{"v":4.570742890620529,"d":"5 "},{"v":8.92463342392307,"d":"9 "},{"v":0.485692577575141,"d":"0 "},{"v":0,"d":"0 "},{"v":0.3962485167396435,"d":"0 "},null,{"v":495951,"d":"495,951 "},{"v":1037,"d":"1,037 "},{"v":22,"d":"22 "},{"v":1121,"d":"1,121 "},{"v":1833,"d":"1,833 "},{"v":1880,"d":"1,880 "},{"v":2167,"d":"2,167 "},{"v":7886,"d":"7,886 "},{"v":0,"d":"0 "},{"v":0.3962485167396435,"d":"0 "},{"$nulls":29},"","","","","","",null,"","","","","",""]
["06361_平成17年度",359,2,22,2005,"平成17年度","06361","金山町",null,{"v":2.488120057558796,"d":"2 "},{"v":1.325943184915442,"d":"1 "},{"v":1.070444942295672,"d":"1 "},{"v":4.803627342812179,"d":"5 "},{"v":9.810082569815078,"d":"10 "},{"v":6.962681410504952,"d":"7 "},{"v":8.699587868899203,"d":"9 "},{"v":0.412400218583338,"d":"0 "},{"v":0,"d":"0 "},{"v":0.986405029114129,"d":"1 "},null,{"v":321364,"d":"321,364 "},{"v":489,"d":"489 "},{"v":12,"d":"12 "},{"v":800,"d":"800 "},{"v":1822,"d":"1,822 "},{"v":3314,"d":"3,314 "},{"v":1730,"d":"1,730 "},{"v":7000,"d":"7,000 "},{"v":0,"d":"0 "},{"v":0.986405029114129,"d":"1 "},{"$nulls":29},"","","","","","",null,"","","","","",""]
["06361_平成18年度",360,3,22,2006,"平成18年度","06361","金山町",null,"","","","","","","","","","",null,"","","","","","","","","","",null,"","","","","","","","","","",null,null,"","","","","","","",null,"","","","","","","",null,"","","","","","",null,"","","","","",""]
["06361_平成19年度",361,4,22,2007,"平成19年度","06361","金山町",null,{"v":2.266408297778928,"d":"2 "},{"v":1.045641155668571,"d":"1 "},{"v":1.12209280161054,"d":"1 "},{"v":5.092791021817273,"d":"5 "},{"v":9.803581223435733,"d":"10 "},{"v":6.695752602001089,"d":"7 "},{"v":8.384875315856743,"d":"8 "},{"v":0.420434305677563,"d":"0 "},{"v":0,"d":"0 "},{"v":0.5065960759095741,"d":"1 "},null,{"v":325806,"d":"325,806 "},{"v":407,"d":"407 "},{"v":13,"d":"13 "},{"v":1045,"d":"1,045 "},{"v":1826,"d":"1,826 "},{"v":3313,"d":"3,313 "},{"v":1642,"d":"1,642 "},{"v":6759,"d":"6,759 "},{"v":0,"d":"0 "},{"v":0.5065960759095741,"d":"1 "},{"$nulls":29},"","","","","","",null,"","","","","",""]
["06361_平成20年度",362,5,22,2008,"平成20年度","06361","金山町",null,{"v":1.991544346283119,"d":"2 "},{"v":0.7820350477657495,"d":"1 "},{"v":0.9996677367397103,"d":"1 "},{"v":5.15154240883834,"d":"5 "},{"v":9.471283293062232,"d":"9 "},{"v":6.435519233449956,"d":"6 "},{"v":8.21719837361633,"d":"8 "},{"v":0.404879778284611,"d":"0 "},{"v":0,"d":"0 "},{"v":0.6358442502060268,"d":"1 "},null,{"v":327536,"d":"327,536 "},{"v":407,"d":"407 "},{"v":13,"d":"13 "},{"v":1045,"d":"1,045 "},{"v":1815,"d":"1,815 "},{"v":3296,"d":"3,296 "},{"v":1611,"d":"1,611 "},{"v":6616,"d":"6,616 "},{"v":0,"d":"0 "},{"v":0.6358442502060268,"d":"1 "},{"$nulls":29},"","","","","","",null,"","","","","",""]
["06361_平成21年度",363,6,22,2009,"平成21年度","06361","金山町",null,{"v":1.930775905534504,"d":"2 "},{"v":0.769401413973526,"d":"1 "},{"v":2.367607606794111,"d":"2 "},{"v":4.776600633563447,"d":"5 "},{"v":8.581745369859602,"d":"9 "},{"v":6.529852649465475,"d":"7 "},{"v":7.706076618365787,"d":"8 "},{"v":0.379399208184716,"d":"0 "},{"v":0,"d":"0 "},{"v":0.5068233208534176,"d":"1 "},null,{"v":251317,"d":"251,317 "},{"v":368,"d":"368 "},{"v":44,"d":"44 "},{"v":976,"d":"976 "},{"v":1821,"d":"1,821 "},{"v":3301,"d":"3,301 "},{"v":1551,"d":"1,551 "},{"v":6508,"d":"6,508 "},{"v":0,"d":"0 "},{"v":0.5068233208534176,"d":"1 "},{"$nulls":29},{"v":0,"d":"0 "},{"v":0,"d":"0 "},{"v":0,"d":"0 "},{"v":0,"d":"0 "},{"v":0,"d":"0 "},{"v":0,"d":"0 "},null,{"v":0,"d":"0 "},{"v":0,"d":"0 "},{"v":0,"d":"0 "},{"v":0,"d":"0 "},{"v":0,"d":"0 "},{"v":0,"d":"0 "},null,0,0,0,0,0,0,0,0,0]
["06361_平成22年度",364,7,22,2010,"平成22年度","06361","金山町",null,{"v":1.98672627677117,"d":"2 "},{"v":0.7881791714767191,"d":"1 "},{"v":2.244989643609335,"d":"2 "},{"v":4.586799917673687,"d":"5 "},{"v":8.808773404206546,"d":"9 "},{"v":6.531153986803525,"d":"7 "},{"v":7.791349305426388,"d":"8 "},{"v":0.39125539163888,"d":"0 "},{"v":0,"d":"0 "},{"v":0.5773601378077255,"d":"1 "},null,{"v":296303,"d":"296,303 "},{"v":368,"d":"368 "},{"v":44,"d":"44 "},{"v":976,"d":"976 "},{"v":1816,"d":"1,816 "},{"v":3317,"d":"3,317 "},{"v":1529,"d":"1,529 "},{"v":6431,"d":"6,431 "},{"v":0,"d":"0 "},{"v":0.5773601378077255,"d":"1 "},{"$nulls":29},{"v":0,"d":"0 "},{"v":0,"d":"0 "},{"v":0,"d":"0 "},{"v":0,"d":"0 "},{"v":0,"d":"0 "},{"v":0,"d":"0 "},null,{"v":0,"d":"0 "},{"v":0,"d":"0 "},{"v":0,"d":"0 "},{"v":0,"d":"0 "},{"v":0,"d":"0 "},{"v":0,"d":"0 "},null,0,0,0,0,0,0,0,0,0]
["06361_平成23年度",365,8,22,2011,"平成23年度","06361","金山町",null,{"v":1.938549823468778,"d":"2 "},{"v":1.012521815238098,"d":"1 "},{"v":1.774024318955167,"d":"2 "},{"v":5.167745431169668,"d":"5 "},{"v":10.16183007576511,"d":"10 "},{"v":6.388427422338531,"d":"6 "},{"v":7.561243423959192,"d":"8 "},{"v":0.444992622076915,"d":"0 "},{"v":0,"d":"0 "},{"v":0.6047037546951987,"d":"1 "},null,{"v":266808,"d":"266,808 "},{"v":368,"d":"368 "},{"v":44,"d":"44 "},{"v":976,"d":"976 "},{"v":1810,"d":"1,810 "},{"v":3315,"d":"3,315 "},{"v":1528,"d":"1,528 "},{"v":6341,"d":"6,341 "},{"v":0,"d":"0 "},{"v":0.6047037546951987,"d":"1 "},{"$nulls":29},{"v":0,"d":"0 "},{"v":0,"d":"0 "},{"v":0,"d":"0 "},{"v":0,"d":"0 "},{"v":0,"d":"0 "},{"v":0,"d":"0 "},null,{"v":0,"d":"0 "},{"v":0,"d":"0 "},{"v":0,"d":"0 "},{"v":0,"d":"0 "},{"v":0,"d":"0 "},{"v":0,"d":"0 "},null,0,0,0,0,0,0,0,0,0]
["06361_平成24年度",366,9,22,2012,"平成24年度","06361","金山町",null,{"v":2.268982554031757,"d":"2 "},{"v":0.9503697549607306,"d":"1 "},{"v":1.747338116384055,"d":"2 "},{"v":5.148747204682778,"d":"5 "},{"v":10.17026713639538,"d":"10 "},{"v":6.412722448382658,"d":"6 "},{"v":7.559473642801555,"d":"8 "},{"v":0.477757071650957,"d":"0 "},{"v":0,"d":"0 "},{"v":0.4892685221761376,"d":"0 "},null,{"v":275363,"d":"275,363 "},{"v":368,"d":"368 "},{"v":44,"d":"44 "},{"v":976,"d":"976 "},{"v":1817,"d":"1,817 "},{"v":3354,"d":"3,354 "},{"v":1519,"d":"1,519 "},{"v":6266,"d":"6,266 "},{"v":0,"d":"0 "},{"v":0.4892685221761376,"d":"0 "},{"$nulls":29},{"v":0,"d":"0 "},{"v":0,"d":"0 "},{"v":0,"d":"0 "},{"v":0,"d":"0 "},{"v":0,"d":"0 "},{"v":0,"d":"0 "},null,{"v":0,"d":"0 "},{"v":0,"d":"0 "},{"v":0,"d":"0 "},{"v":0,"d":"0 "},{"v":0,"d":"0 "},{"v":0,"d":"0 "},null,0,0,0,0,0,0,0,0,0]
["06361_平成25年度",367,10,22,2013,"平成25年度","06361","金山町",null,{"v":2.402112001864135,"d":"2 "},{"v":0.8197492602092372,"d":"1 "},{"v":1.596215465718889,"d":"2 "},{"v":4.938948972454065,"d":"5 "},{"v":10.69589571520943,"d":"11 "},{"v":6.151455055422433,"d":"6 "},{"v":7.617929977828179,"d":"8 "},{"v":0.481302149211165,"d":"0 "},{"v":0,"d":"0 "},{"v":0.5821356928740552,"d":"1 "},null,{"v":285863,"d":"285,863 "},{"v":368,"d":"368 "},{"v":44,"d":"44 "},{"v":976,"d":"976 "},{"v":1814,"d":"1,814 "},{"v":3361,"d":"3,361 "},{"v":1525,"d":"1,525 "},{"v":6222,"d":"6,222 "},{"v":0,"d":"0 "},{"v":0.5821356928740552,"d":"1 "},{"$nulls":29},{"v":0,"d":"0 "},{"v":0,"d":"0 "},{"v":0,"d":"0 "},{"v":0,"d":"0 "},{"v":0,"d":"0 "},{"v":0,"d":"0 "},null,{"v":0,"d":"0 "},{"v":0,"d":"0 "},{"v":0,"d":"0 "},{"v":0,"d":"0 "},{"v":0,"d":"0 "},{"v":0,"d":"0 "},null,0,0,0,0,0,0,0,0,0]
["06361_平成26年度",368,11,22,2014,"平成26年度","06361","金山町",null,{"v":2.108046769346559,"d":"2 "},{"v":0.9239943712240808,"d":"1 "},{"v":3.781654731277394,"d":"4 "},{"v":4.795753338889933,"d":"5 "},{"v":9.320495932068765,"d":"9 "},{"v":5.882309452160439,"d":"6 "},{"v":7.441609664853663,"d":"7 "},{"v":0.455323829283153,"d":"0 "},{"v":0,"d":"0 "},{"v":0.5863542978967035,"d":"1 "},null,{"v":300377,"d":"300,377 "},{"v":379,"d":"379 "},{"v":86,"d":"86 "},{"v":942,"d":"942 "},{"v":1811,"d":"1,811 "},{"v":3385,"d":"3,385 "},{"v":1482,"d":"1,482 "},{"v":6135,"d":"6,135 "},{"v":0,"d":"0 "},{"v":0.5863542978967035,"d":"1 "},{"$nulls":13},{"v":10,"d":"10 "},{"v":0,"d":"0 "},{"v":0,"d":"0 "},{"v":0,"d":"0 "},{"v":0,"d":"0 "},{"v":0,"d":"0 "},null,null,{"v":51.2,"d":"51 "},{"v":0,"d":"0 "},{"v":0,"d":"0 "},{"v":0,"d":"0 "},{"v":0,"d":"0 "},{"v":0,"d":"0 "},null,null,{"v":0,"d":"0 "},{"v":0,"d":"0 "},{"v":0,"d":"0 "},{"v":0,"d":"0 "},{"v":0,"d":"0 "},{"v":0,"d":"0 "},null,{"v":0,"d":"0 "},{"v":0,"d":"0 "},{"v":0,"d":"0 "},{"v":0,"d":"0 "},{"v":0,"d":"0 "},{"v":0,"d":"0 "},null,0,0,0,0,0,0,0,0,0]
["06361_平成27年度",369,12,22,2015,"平成27年度","06361","金山町",null,{"v":1.708504841727122,"d":"2 "},{"v":0.9354702600130573,"d":"1 "},{"v":3.845702853055665,"d":"4 "},{"v":4.907832213371021,"d":"5 "},{"v":8.298882504416483,"d":"8 "},{"v":5.855498502870364,"d":"6 "},{"v":7.311805973894422,"d":"7 "},{"v":0.436142347309674,"d":"0 "},{"v":0,"d":"0 "},{"v":0.699206997211591,"d":"1 "},null,{"v":239269,"d":"239,269 "},{"v":379,"d":"379 "},{"v":86,"d":"86 "},{"v":942,"d":"942 "},{"v":1795,"d":"1,795 "},{"v":3402,"d":"3,402 "},{"v":1455,"d":"1,455 "},{"v":6003,"d":"6,003 "},{"v":0,"d":"0 "},{"v":0.699206997211591,"d":"1 "},null,{"v":2381571.314752726,"d":"2,381,571 "},{"v":675088.168941461,"d":"675,088 "},{"v":760100.1786821035,"d":"760,100 "},{"v":6313996.776850237,"d":"6,313,997 "},{"v":10070591.10306695,"d":"10,070,591 "},{"v":0,"d":"0 "},{"v":0,"d":"0 "},{"v":822685.9683620996,"d":"822,686 "},{"v":0,"d":"0 "},{"v":0,"d":"0 "},{"v":21024033.510655575,"d":"21,024,034 "},null,{"v":14,"d":"14 "},{"v":1,"d":"1 "},{"v":0,"d":"0 "},{"v":0,"d":"0 "},{"v":0,"d":"0 "},{"v":0,"d":"0 "},null,null,{"v":70.6,"d":"71 "},{"v":49.5,"d":"50 "},{"v":0,"d":"0 "},{"v":0,"d":"0 "},{"v":0,"d":"0 "},{"v":0,"d":"0 "},null,null,{"v":0,"d":"0 "},{"v":0,"d":"0 "},{"v":0,"d":"0 "},{"v":0,"d":"0 "},{"v":0,"d":"0 "},{"v":0,"d":"0 "},null,{"v":0,"d":"0 "},{"v":0,"d":"0 "},{"v":0,"d":"0 "},{"v":0,"d":"0 "},{"v":0,"d":"0 "},{"v":0,"d":"0 "},null,0,0,0,0,0,0,0,0,0]
["06361_平成28年度",370,13,22,2016,"平成28年度","06361","金山町",null,{"v":1.9968206288678219,"d":"2 "},{"v":0.9342156881879778,"d":"1 "},{"v":4.489745354377445,"d":"4 "},{"v":4.178449159887238,"d":"4 "},{"v":8.200289833586485,"d":"8 "},{"v":5.719781282561245,"d":"6 "},{"v":7.3512462862338666,"d":"7 "},{"v":0.41157282628956054,"d":"0 "},{"v":0,"d":"0 "},{"v":0.7177122073569955,"d":"1 "},null,{"v":297146,"d":"297,146 "},{"v":379,"d":"379 "},{"v":86,"d":"86 "},{"v":942,"d":"942 "},{"v":1783,"d":"1,783 "},{"v":3364,"d":"3,364 "},{"v":1513,"d":"1,513 "},{"v":5827,"d":"5,827 "},{"v":0,"d":"0 "},{"v":0.7177122073569955,"d":"1 "},null,{"v":2783040.086605994,"d":"2,783,040 "},{"v":653757.4942985654,"d":"653,757 "},{"v":675717.2472962487,"d":"675,717 "},{"v":5855548.9584694,"d":"5,855,549 "},{"v":8830693.863954464,"d":"8,830,694 "},{"v":0,"d":"0 "},{"v":0,"d":"0 "},{"v":799186.3140092179,"d":"799,186 "},{"v":0,"d":"0 "},{"v":0,"d":"0 "},{"v":19597943.96463389,"d":"19,597,944 "},null,{"v":16,"d":"16 "},{"v":1,"d":"1 "},{"v":0,"d":"0 "},{"v":0,"d":"0 "},{"v":0,"d":"0 "},{"v":0,"d":"0 "},null,null,{"v":87.1,"d":"87 "},{"v":49.5,"d":"50 "},{"v":0,"d":"0 "},{"v":0,"d":"0 "},{"v":0,"d":"0 "},{"v":0,"d":"0 "},null,null,{"v":0,"d":"0 "},{"v":0,"d":"0 "},{"v":0,"d":"0 "},{"v":0,"d":"0 "},{"v":0,"d":"0 "},{"v":0,"d":"0 "},null,{"v":0,"d":"0 "},{"v":0,"d":"0 "},{"v":0,"d":"0 "},{"v":0,"d":"0 "},{"v":0,"d":"0 "},{"v":0,"d":"0 "},null,0,0,0,0,0,0,0,0,0]
["06361_平成29年度",371,14,22,2017,"平成29年度","06361","金山町",null,{"v":1.923996993206778,"d":"2 "},{"v":0.89784983604061,"d":"1 "},{"v":3.9876289058166896,"d":"4 "},{"v":3.608451996803373,"d":"4 "},{"v":8.6121781283609,"d":"9 "},{"v":5.6097226108842095,"d":"6 "},{"v":7.328818484373736,"d":"7 "},{"v":0.38754976452089,"d":"0 "},{"v":0,"d":"0 "},{"v":0.6051207766261094,"d":"1 "},null,{"v":330171,"d":"330,171 "},{"v":379,"d":"379 "},{"v":86,"d":"86 "},{"v":942,"d":"942 "},{"v":1769,"d":"1,769 "},{"v":3354,"d":"3,354 "},{"v":1518,"d":"1,518 "},{"v":5674,"d":"5,674 "},{"v":0,"d":"0 "},{"v":0.6051207766261094,"d":"1 "},null,{"v":2772603.663246154,"d":"2,772,604 "},{"v":640639.6202364035,"d":"640,640 "},{"v":805260.6113504338,"d":"805,261 "},{"v":5295271.180569895,"d":"5,295,271 "},{"v":9989705.41100983,"d":"9,989,705 "},{"v":0,"d":"0 "},{"v":0,"d":"0 "},{"v":779419.6894633847,"d":"779,420 "},{"v":0,"d":"0 "},{"v":0,"d":"0 "},{"v":20282900.1758761,"d":"20,282,900 "},null,{"v":17,"d":"17 "},{"v":2,"d":"2 "},{"v":0,"d":"0 "},{"v":1,"d":"1 "},{"v":0,"d":"0 "},{"v":0,"d":"0 "},null,null,{"v":91.5,"d":"92 "},{"v":99,"d":"99 "},{"v":0,"d":"0 "},{"v":420,"d":"420 "},{"v":0,"d":"0 "},{"v":0,"d":"0 "},null,null,{"v":0,"d":"0 "},{"v":0,"d":"0 "},{"v":0,"d":"0 "},{"v":0,"d":"0 "},{"v":0,"d":"0 "},{"v":0,"d":"0 "},null,{"v":0,"d":"0 "},{"v":0,"d":"0 "},{"v":0,"d":"0 "},{"v":0,"d":"0 "},{"v":0,"d":"0 "},{"v":0,"d":"0 "},null,0,0,0,0,0,0,0,0,0]
["06361_平成30年度",372,15,22,2018,"平成30年度","06361","金山町",null,{"v":2.1344881306374464,"d":"2 "},{"v":0.8524716268960612,"d":"1 "},{"v":3.679743981232654,"d":"4 "},{"v":3.645826514202189,"d":"4 "},{"v":7.736289819621561,"d":"8 "},{"v":5.440324350045264,"d":"5 "},{"v":7.246305915297858,"d":"7 "},{"v":0.351573482759965,"d":"0 "},{"v":0,"d":"0 "},{"v":0.6864645628448321,"d":"1 "},null,{"v":347996,"d":"347,996 "},{"v":379,"d":"379 "},{"v":86,"d":"86 "},{"v":942,"d":"942 "},{"v":1764,"d":"1,764 "},{"v":3315,"d":"3,315 "},{"v":1516,"d":"1,516 "},{"v":5547,"d":"5,547 "},{"v":0,"d":"0 "},{"v":0.6864645628448321,"d":"1 "},null,{"v":3055573.192938718,"d":"3,055,573 "},{"v":569375.5917771419,"d":"569,376 "},{"v":764103.6048357916,"d":"764,104 "},{"v":5238639.432786507,"d":"5,238,639 "},{"v":9237569.414165486,"d":"9,237,569 "},{"v":0,"d":"0 "},{"v":0,"d":"0 "},{"v":763550.711117516,"d":"763,551 "},{"v":0,"d":"0 "},{"v":0,"d":"0 "},{"v":19628811.947621163,"d":"19,628,812 "},null,{"v":20,"d":"20 "},{"v":2,"d":"2 "},{"v":0,"d":"0 "},{"v":1,"d":"1 "},{"v":0,"d":"0 "},{"v":1,"d":"1 "},null,null,{"v":114.1,"d":"114 "},{"v":99,"d":"99 "},{"v":0,"d":"0 "},{"v":420,"d":"420 "},{"v":0,"d":"0 "},{"v":525,"d":"525 "},null,null,{"v":0,"d":"0 "},{"v":0,"d":"0 "},{"v":0,"d":"0 "},{"v":0,"d":"0 "},{"v":0,"d":"0 "},{"v":0,"d":"0 "},null,{"v":0,"d":"0 "},{"v":0,"d":"0 "},{"v":0,"d":"0 "},{"v":0,"d":"0 "},{"v":0,"d":"0 "},{"v":0,"d":"0 "},null,0,0,0,0,0,0,0,0,0]
["06361_令和元年度",373,16,22,2019,"令和元年度","06361","金山町",null,{"v":1.7929720967590221,"d":"2 "},{"v":0.7883810690897544,"d":"1 "},{"v":3.7170642086239627,"d":"4 "},{"v":3.5751514669679243,"d":"4 "},{"v":7.409611810432834,"d":"7 "},{"v":5.221485759017927,"d":"5 "},{"v":6.920495379924928,"d":"7 "},{"v":0.333605446854725,"d":"0 "},{"v":0,"d":"0 "},{"v":0.674489195980779,"d":"1 "},null,{"v":334594,"d":"334,594 "},{"v":379,"d":"379 "},{"v":86,"d":"86 "},{"v":942,"d":"942 "},{"v":1758,"d":"1,758 "},{"v":3269,"d":"3,269 "},{"v":1437,"d":"1,437 "},{"v":5406,"d":"5,406 "},{"v":0,"d":"0 "},{"v":0.674489195980779,"d":"1 "},null,{"v":2587200.813259664,"d":"2,587,201 "},{"v":550827.6677566781,"d":"550,828 "},{"v":811872.4325073864,"d":"811,872 "},{"v":5296307.377686859,"d":"5,296,307 "},{"v":9139963.172524296,"d":"9,139,963 "},{"v":0,"d":"0 "},{"v":0,"d":"0 "},{"v":736256.5036537887,"d":"736,257 "},{"v":0,"d":"0 "},{"v":0,"d":"0 "},{"v":19122427.96738867,"d":"19,122,428 "},null,{"v":25,"d":"25 "},{"v":3,"d":"3 "},{"v":0,"d":"0 "},{"v":1,"d":"1 "},{"v":0,"d":"0 "},{"v":1,"d":"1 "},null,null,{"v":135.8,"d":"136 "},{"v":119,"d":"119 "},{"v":0,"d":"0 "},{"v":420,"d":"420 "},{"v":0,"d":"0 "},{"v":525,"d":"525 "},null,null,{"v":0,"d":"0 "},{"v":0,"d":"0 "},{"v":0,"d":"0 "},{"v":0,"d":"0 "},{"v":0,"d":"0 "},{"v":0,"d":"0 "},null,{"v":0,"d":"0 "},{"v":0,"d":"0 "},{"v":0,"d":"0 "},{"v":0,"d":"0 "},{"v":0,"d":"0 "},{"v":0,"d":"0 "},null,0,0,0,0,0,0,0,0,0]
["06361_令和2年度",374,17,22,2020,"令和2年度","06361","金山町",null,{"v":1.386314584078257,"d":"1 "},{"v":0.7246954672496438,"d":"1 "},{"v":5.130259215448353,"d":"5 "},{"v":3.5219356382982685,"d":"4 "},{"v":6.84982829145454,"d":"7 "},{"v":4.545371575856796,"d":"5 "},{"v":6.506457928781833,"d":"7 "},{"v":0.310369247971914,"d":"0 "},{"v":0,"d":"0 "},{"v":0.5649720973902178,"d":"1 "},null,{"v":267316,"d":"267,316 "},{"v":308,"d":"308 "},{"v":150,"d":"150 "},{"v":944,"d":"944 "},{"v":1747,"d":"1,747 "},{"v":3248,"d":"3,248 "},{"v":1436,"d":"1,436 "},{"v":5264,"d":"5,264 "},{"v":0,"d":"0 "},{"v":0.5649720973902178,"d":"1 "},null,{"v":2166632.07971138,"d":"2,166,632 "},{"v":491049.6929489442,"d":"491,050 "},{"v":1269004.7671468183,"d":"1,269,005 "},{"v":5549059.921202757,"d":"5,549,060 "},{"v":9353033.71293664,"d":"9,353,034 "},null,null,{"v":687010.4842598089,"d":"687,010 "},null,null,{"v":19515790.65820635,"d":"19,515,791 "},null,{"v":27,"d":"27 "},{"v":3,"d":"3 "},{"v":0,"d":"0 "},{"v":1,"d":"1 "},{"v":0,"d":"0 "},{"v":1,"d":"1 "},null,null,{"v":145.3,"d":"145 "},{"v":119,"d":"119 "},{"v":0,"d":"0 "},{"v":420,"d":"420 "},{"v":0,"d":"0 "},{"v":525,"d":"525 "},null,null,{"v":0,"d":"0 "},{"v":0,"d":"0 "},{"v":0,"d":"0 "},{"v":0,"d":"0 "},{"v":0,"d":"0 "},{"v":0,"d":"0 "},null,{"v":0,"d":"0 "},{"v":0,"d":"0 "},{"v":0,"d":"0 "},{"v":0,"d":"0 "},{"v":0,"d":"0 "},{"v":0,"d":"0 "},null,0,0,0,0,0,0,0,0,0]
["06361_令和3年度",374,18,22,2021,"令和3年度","06361","金山町",null,{"v":1.356212945746448,"d":"1 "},{"v":0.7546685423415457,"d":"1 "},{"v":4.457478972794306,"d":"4 "},{"v":3.7043574708828535,"d":"4 "},{"v":7.18656165033203,"d":"7 "},{"v":4.381853391206417,"d":"4 "},{"v":6.691118258344243,"d":"7 "},{"v":0.297657473512129,"d":"0 "},{"v":0,"d":"0 "},{"v":0.4914184657053903,"d":"0 "},null,{"v":283466,"d":"283,466 "},{"v":308,"d":"308 "},{"v":150,"d":"150 "},{"v":944,"d":"944 "},{"v":1728,"d":"1,728 "},{"v":3224,"d":"3,224 "},{"v":1440,"d":"1,440 "},{"v":5098,"d":"5,098 "},{"v":0,"d":"0 "},{"v":0.4914184657053903,"d":"0 "},null,{"v":2042824.7902024635,"d":"2,042,825 "},{"v":498170.9218679977,"d":"498,171 "},{"v":996947.1040907998,"d":"996,947 "},{"v":5734905.211559159,"d":"5,734,905 "},{"v":9517262.902716551,"d":"9,517,263 "},{"v":0,"d":"0 "},{"v":0,"d":"0 "},{"v":669183.3000441792,"d":"669,183 "},{"v":0,"d":"0 "},{"v":0,"d":"0 "},{"v":19459294.230481148,"d":"19,459,294 "},null,{"v":29,"d":"29 "},{"v":3,"d":"3 "},{"v":0,"d":"0 "},{"v":1,"d":"1 "},{"v":0,"d":"0 "},{"v":1,"d":"1 "},null,null,{"v":151.3,"d":"151 "},{"v":119,"d":"119 "},{"v":0,"d":"0 "},{"v":420,"d":"420 "},{"v":0,"d":"0 "},{"v":525,"d":"525 "},null,null,{"v":0,"d":"0 "},{"v":0,"d":"0 "},{"v":0,"d":"0 "},{"v":0,"d":"0 "},{"v":0,"d":"0 "},{"v":0,"d":"0 "},null,{"v":0,"d":"0 "},{"v":0,"d":"0 "},{"v":0,"d":"0 "},{"v":0,"d":"0 "},{"v":0,"d":"0 "},{"v":0,"d":"0 "},null,0,0,0,0,0,0,0,0,0]
["06361_令和4年度",374,19,22,2022,"令和4年度","06361","金山町",null,{"v":1.3808151160572149,"d":"1 "},{"v":0.6877235406333112,"d":"1 "},{"v":3.9371023573443624,"d":"4 "},{"v":3.5413948239186075,"d":"4 "},{"v":7.347507228685204,"d":"7 "},{"v":4.563316391291175,"d":"5 "},{"v":6.526571908321808,"d":"7 "},{"v":0.29323068552778675,"d":"0 "},{"v":0,"d":"0 "},{"v":0.4345190863844777,"d":"0 "},null,{"v":266872,"d":"266,872 "},{"v":308,"d":"308 "},{"v":150,"d":"150 "},{"v":944,"d":"944 "},{"v":1710,"d":"1,710 "},{"v":3190,"d":"3,190 "},{"v":1426,"d":"1,426 "},{"v":4981,"d":"4,981 "},{"v":0,"d":"0 "},{"v":0.4345190863844777,"d":"0 "},null,{"v":2192736.4665851165,"d":"2,192,736 "},{"v":489976.1763368329,"d":"489,976 "},{"v":1056720.2180754372,"d":"1,056,720 "},{"v":5442052.402040115,"d":"5,442,052 "},{"v":10810447.931821542,"d":"10,810,448 "},{"v":0,"d":"0 "},{"v":0,"d":"0 "},{"v":643183.0534418426,"d":"643,183 "},{"v":0,"d":"0 "},{"v":0,"d":"0 "},{"v":20635116.248300884,"d":"20,635,116 "},null,{"v":29,"d":"29 "},{"v":3,"d":"3 "},{"v":0,"d":"0 "},{"v":1,"d":"1 "},{"v":0,"d":"0 "},{"v":1,"d":"1 "},null,null,{"v":151.3,"d":"151 "},{"v":119,"d":"119 "},{"v":0,"d":"0 "},{"v":420,"d":"420 "},{"v":0,"d":"0 "},{"v":525,"d":"525 "}]
["06361_令和5年度",374,20,22,2023,"令和5年度","06361","金山町",{"$nulls":35},{"v":28,"d":"28 "},{"v":3,"d":"3 "},{"v":0,"d":"0 "},{"v":1,"d":"1 "},{"v":0,"d":"0 "},{"v":1,"d":"1 "},null,null,{"v":146.8,"d":"147 "},{"v":119,"d":"119 "},{"v":0,"d":"0 "},{"v":420,"d":"420 "},{"v":0,"d":"0 "},{"v":525,"d":"525 "}]
["06361_令和6年度",374,21,22,2024,"令和6年度","06361","金山町"]
["03366_平成2年度",222,1,14,1990,"平成2年度","03366","西和賀町",null,{"v":6.471529507641818,"d":"6 "},{"v":1.600251112849408,"d":"2 "},{"v":18.81232231629546,"d":"19 "},{"v":5.365301239021446,"d":"5 "},{"v":9.677460906258245,"d":"10 "},{"v":6.340690137626777,"d":"6 "},{"v":10.79028129703666,"d":"11 "},{"v":0.552640058151375,"d":"1 "},{"v":0,"d":"0 "},{"v":0.5043775045873891,"d":"1 "},null,{"v":481761,"d":"481,761 "},{"v":467,"d":"467 "},{"v":203,"d":"203 "},{"v":2018,"d":"2,018 "},{"v":2511,"d":"2,511 "},{"v":2608,"d":"2,608 "},{"v":2620,"d":"2,620 "},{"v":8973,"d":"8,973 "},{"v":0,"d":"0 "},{"v":0.5043775045873891,"d":"1 "},{"$nulls":29},"","","","","","",null,"","","","","",""]
["03366_平成17年度",223,2,14,2005,"平成17年度","03366","西和賀町",null,{"v":4.006732444855324,"d":"4 "},{"v":1.278927596088159,"d":"1 "},{"v":4.713858707242712,"d":"5 "},{"v":9.420192949669074,"d":"9 "},{"v":14.55217218831102,"d":"15 "},{"v":7.998469562399623,"d":"8 "},{"v":10.70602460860486,"d":"11 "},{"v":0.447454237162922,"d":"0 "},{"v":0,"d":"0 "},{"v":0,"d":"0 "},null,{"v":323566,"d":"323,566 "},{"v":397,"d":"397 "},{"v":47,"d":"47 "},{"v":1491,"d":"1,491 "},{"v":2527,"d":"2,527 "},{"v":3807,"d":"3,807 "},{"v":2129,"d":"2,129 "},{"v":7595,"d":"7,595 "},{"v":0,"d":"0 "},{"v":0,"d":"0 "},{"$nulls":29},"","","","","","",null,"","","","","",""]
["03366_平成18年度",224,3,14,2006,"平成18年度","03366","西和賀町",null,"","","","","","","","","","",null,"","","","","","","","","","",null,"","","","","","","","","","",null,null,"","","","","","","",null,"","","","","","","",null,"","","","","","",null,"","","","","",""]
["03366_平成19年度",225,4,14,2007,"平成19年度","03366","西和賀町",null,{"v":3.598450200942111,"d":"4 "},{"v":1.128812035493415,"d":"1 "},{"v":8.253230083164118,"d":"8 "},{"v":9.646904390130983,"d":"10 "},{"v":14.38368998333856,"d":"14 "},{"v":7.532469045474815,"d":"8 "},{"v":10.284493840521,"d":"10 "},{"v":0.453588838141853,"d":"0 "},{"v":0,"d":"0 "},{"v":0,"d":"0 "},null,{"v":326241,"d":"326,241 "},{"v":373,"d":"373 "},{"v":108,"d":"108 "},{"v":2050,"d":"2,050 "},{"v":2506,"d":"2,506 "},{"v":3727,"d":"3,727 "},{"v":2014,"d":"2,014 "},{"v":7292,"d":"7,292 "},{"v":0,"d":"0 "},{"v":0,"d":"0 "},{"$nulls":29},"","","","","","",null,"","","","","",""]
["03366_平成20年度",226,5,14,2008,"平成20年度","03366","西和賀町",null,{"v":3.367271337781013,"d":"3 "},{"v":0.8204689584023618,"d":"1 "},{"v":7.268951893189479,"d":"7 "},{"v":10.11762740419296,"d":"10 "},{"v":11.7810738037708,"d":"12 "},{"v":7.245816709749024,"d":"7 "},{"v":10.00243700227289,"d":"10 "},{"v":0.435172325178638,"d":"0 "},{"v":0,"d":"0 "},{"v":0,"d":"0 "},null,{"v":329577,"d":"329,577 "},{"v":373,"d":"373 "},{"v":108,"d":"108 "},{"v":2050,"d":"2,050 "},{"v":2493,"d":"2,493 "},{"v":3711,"d":"3,711 "},{"v":1961,"d":"1,961 "},{"v":7111,"d":"7,111 "},{"v":0,"d":"0 "},{"v":0,"d":"0 "},{"$nulls":29},"","","","","","",null,"","","","","",""]
["03366_平成21年度",227,6,14,2009,"平成21年度","03366","西和賀町",null,{"v":4.831287628026607,"d":"5 "},{"v":0.7744190032795129,"d":"1 "},{"v":8.552135248477848,"d":"9 "},{"v":9.896585244280814,"d":"10 "},{"v":11.16791826280406,"d":"11 "},{"v":7.309241302567383,"d":"7 "},{"v":9.499689551460596,"d":"9 "},{"v":0.407498534912595,"d":"0 "},{"v":0,"d":"0 "},{"v":0,"d":"0 "},null,{"v":361184,"d":"361,184 "},{"v":285,"d":"285 "},{"v":174,"d":"174 "},{"v":2014,"d":"2,014 "},{"v":2481,"d":"2,481 "},{"v":3695,"d":"3,695 "},{"v":1912,"d":"1,912 "},{"v":6990,"d":"6,990 "},{"v":0,"d":"0 "},{"v":0,"d":"0 "},{"$nulls":29},{"v":0,"d":"0 "},{"v":0,"d":"0 "},{"v":0,"d":"0 "},{"v":0,"d":"0 "},{"v":0,"d":"0 "},{"v":0,"d":"0 "},null,{"v":0,"d":"0 "},{"v":0,"d":"0 "},{"v":0,"d":"0 "},{"v":0,"d":"0 "},{"v":0,"d":"0 "},{"v":0,"d":"0 "},null,0,0,0,0,0,0,0,0,0]
["03366_平成22年度",228,7,14,2010,"平成22年度","03366","西和賀町",null,{"v":3.976759308884884,"d":"4 "},{"v":0.7384417632829878,"d":"1 "},{"v":7.931982100707424,"d":"8 "},{"v":9.451070726812665,"d":"9 "},{"v":11.54052341684675,"d":"12 "},{"v":7.184860083764264,"d":"7 "},{"v":9.493318349253997,"d":"9 "},{"v":0.415773495017899,"d":"0 "},{"v":0,"d":"0 "},{"v":0,"d":"0 "},null,{"v":349393,"d":"349,393 "},{"v":285,"d":"285 "},{"v":174,"d":"174 "},{"v":2014,"d":"2,014 "},{"v":2467,"d":"2,467 "},{"v":3649,"d":"3,649 "},{"v":1863,"d":"1,863 "},{"v":6834,"d":"6,834 "},{"v":0,"d":"0 "},{"v":0,"d":"0 "},{"$nulls":29},{"v":0,"d":"0 "},{"v":0,"d":"0 "},{"v":0,"d":"0 "},{"v":0,"d":"0 "},{"v":0,"d":"0 "},{"v":0,"d":"0 "},null,{"v":0,"d":"0 "},{"v":0,"d":"0 "},{"v":0,"d":"0 "},{"v":0,"d":"0 "},{"v":0,"d":"0 "},{"v":0,"d":"0 "},null,0,0,0,0,0,0,0,0,0]
["03366_平成23年度",229,8,14,2011,"平成23年度","03366","西和賀町",null,{"v":3.911792113510856,"d":"4 "},{"v":0.9011814876680709,"d":"1 "},{"v":8.688010328264467,"d":"9 "},{"v":11.64070045372685,"d":"12 "},{"v":13.81969712100052,"d":"14 "},{"v":6.893334808357444,"d":"7 "},{"v":8.155058352542376,"d":"8 "},{"v":0.467729983621296,"d":"0 "},{"v":0,"d":"0 "},{"v":0,"d":"0 "},null,{"v":380617,"d":"380,617 "},{"v":285,"d":"285 "},{"v":174,"d":"174 "},{"v":2014,"d":"2,014 "},{"v":2430,"d":"2,430 "},{"v":3577,"d":"3,577 "},{"v":1648,"d":"1,648 "},{"v":6665,"d":"6,665 "},{"v":0,"d":"0 "},{"v":0,"d":"0 "},{"$nulls":29},{"v":0,"d":"0 "},{"v":0,"d":"0 "},{"v":0,"d":"0 "},{"v":0,"d":"0 "},{"v":0,"d":"0 "},{"v":0,"d":"0 "},null,{"v":0,"d":"0 "},{"v":0,"d":"0 "},{"v":0,"d":"0 "},{"v":0,"d":"0 "},{"v":0,"d":"0 "},{"v":0,"d":"0 "},null,0,0,0,0,0,0,0,0,0]
["03366_平成24年度",230,9,14,2012,"平成24年度","03366","西和賀町",null,{"v":4.56384978910398,"d":"5 "},{"v":0.8618109233852478,"d":"1 "},{"v":8.495927518856307,"d":"8 "},{"v":11.60622544382535,"d":"12 "},{"v":14.83138804394383,"d":"15 "},{"v":6.90792075313254,"d":"7 "},{"v":8.271129160194986,"d":"8 "},{"v":0.498800951602388,"d":"0 "},{"v":0,"d":"0 "},{"v":0,"d":"0 "},null,{"v":387456,"d":"387,456 "},{"v":285,"d":"285 "},{"v":174,"d":"174 "},{"v":2014,"d":"2,014 "},{"v":2437,"d":"2,437 "},{"v":3613,"d":"3,613 "},{"v":1662,"d":"1,662 "},{"v":6542,"d":"6,542 "},{"v":0,"d":"0 "},{"v":0,"d":"0 "},{"$nulls":29},{"v":0,"d":"0 "},{"v":0,"d":"0 "},{"v":0,"d":"0 "},{"v":0,"d":"0 "},{"v":0,"d":"0 "},{"v":0,"d":"0 "},null,{"v":0,"d":"0 "},{"v":0,"d":"0 "},{"v":0,"d":"0 "},{"v":0,"d":"0 "},{"v":0,"d":"0 "},{"v":0,"d":"0 "},null,0,0,0,0,0,0,0,0,0]
["03366_平成25年度",231,10,14,2013,"平成25年度","03366","西和賀町",null,{"v":4.612410187721912,"d":"5 "},{"v":0.837601337398714,"d":"1 "},{"v":6.906234887242988,"d":"7 "},{"v":11.13534305717294,"d":"11 "},{"v":12.60258891592101,"d":"13 "},{"v":6.616337407126479,"d":"7 "},{"v":9.16649279299325,"d":"9 "},{"v":0.497005192652159,"d":"0 "},{"v":0,"d":"0 "},{"v":0,"d":"0 "},null,{"v":367114,"d":"367,114 "},{"v":285,"d":"285 "},{"v":174,"d":"174 "},{"v":2014,"d":"2,014 "},{"v":2403,"d":"2,403 "},{"v":3615,"d":"3,615 "},{"v":1835,"d":"1,835 "},{"v":6425,"d":"6,425 "},{"v":0,"d":"0 "},{"v":0,"d":"0 "},{"$nulls":29},{"v":0,"d":"0 "},{"v":0,"d":"0 "},{"v":0,"d":"0 "},{"v":0,"d":"0 "},{"v":0,"d":"0 "},{"v":0,"d":"0 "},null,{"v":0,"d":"0 "},{"v":0,"d":"0 "},{"v":0,"d":"0 "},{"v":0,"d":"0 "},{"v":0,"d":"0 "},{"v":0,"d":"0 "},null,0,0,0,0,0,0,0,0,0]
["03366_平成26年度",232,11,14,2014,"平成26年度","03366","西和賀町",null,{"v":4.755245529328542,"d":"5 "},{"v":0.7777477869386089,"d":"1 "},{"v":8.967801867028761,"d":"9 "},{"v":10.84719885108603,"d":"11 "},{"v":10.96114723117872,"d":"11 "},{"v":6.247238546681471,"d":"6 "},{"v":9.123754899486578,"d":"9 "},{"v":0.464823658158172,"d":"0 "},{"v":0,"d":"0 "},{"v":0,"d":"0 "},null,{"v":377444,"d":"377,444 "},{"v":269,"d":"269 "},{"v":194,"d":"194 "},{"v":2006,"d":"2,006 "},{"v":2380,"d":"2,380 "},{"v":3595,"d":"3,595 "},{"v":1817,"d":"1,817 "},{"v":6263,"d":"6,263 "},{"v":0,"d":"0 "},{"v":0,"d":"0 "},{"$nulls":13},{"v":8,"d":"8 "},{"v":0,"d":"0 "},{"v":0,"d":"0 "},{"v":0,"d":"0 "},{"v":0,"d":"0 "},{"v":0,"d":"0 "},null,null,{"v":32.3,"d":"32 "},{"v":0,"d":"0 "},{"v":0,"d":"0 "},{"v":0,"d":"0 "},{"v":0,"d":"0 "},{"v":0,"d":"0 "},null,null,{"v":0,"d":"0 "},{"v":0,"d":"0 "},{"v":0,"d":"0 "},{"v":0,"d":"0 "},{"v":0,"d":"0 "},{"v":0,"d":"0 "},null,{"v":0,"d":"0 "},{"v":0,"d":"0 "},{"v":0,"d":"0 "},{"v":0,"d":"0 "},{"v":0,"d":"0 "},{"v":0,"d":"0 "},null,0,0,0,0,0,0,0,0,0]
["03366_平成27年度",233,12,14,2015,"平成27年度","03366","西和賀町",null,{"v":4.161837881591675,"d":"4 "},{"v":0.8005320790456113,"d":"1 "},{"v":7.851603327696182,"d":"8 "},{"v":11.44758476850046,"d":"11 "},{"v":12.28754991495485,"d":"12 "},{"v":6.151543694667454,"d":"6 "},{"v":8.980204312954866,"d":"9 "},{"v":0.443916332177596,"d":"0 "},{"v":0,"d":"0 "},{"v":0.4381111935310756,"d":"0 "},null,{"v":377211,"d":"377,211 "},{"v":269,"d":"269 "},{"v":194,"d":"194 "},{"v":2006,"d":"2,006 "},{"v":2367,"d":"2,367 "},{"v":3574,"d":"3,574 "},{"v":1787,"d":"1,787 "},{"v":6110,"d":"6,110 "},{"v":0,"d":"0 "},{"v":0.4381111935310756,"d":"0 "},null,{"v":3561247.315512542,"d":"3,561,247 "},{"v":530652.1876345661,"d":"530,652 "},{"v":1169395.831753511,"d":"1,169,396 "},{"v":13481783.83365963,"d":"13,481,784 "},{"v":14612253.04504061,"d":"14,612,253 "},{"v":0,"d":"0 "},{"v":0,"d":"0 "},{"v":837349.869513981,"d":"837,350 "},{"v":0,"d":"0 "},{"v":0,"d":"0 "},{"v":34192682.08311484,"d":"34,192,682 "},null,{"v":8,"d":"8 "},{"v":0,"d":"0 "},{"v":0,"d":"0 "},{"v":0,"d":"0 "},{"v":0,"d":"0 "},{"v":0,"d":"0 "},null,null,{"v":32.3,"d":"32 "},{"v":0,"d":"0 "},{"v":0,"d":"0 "},{"v":0,"d":"0 "},{"v":0,"d":"0 "},{"v":0,"d":"0 "},null,null,{"v":0,"d":"0 "},{"v":0,"d":"0 "},{"v":0,"d":"0 "},{"v":0,"d":"0 "},{"v":0,"d":"0 "},{"v":0,"d":"0 "},null,{"v":0,"d":"0 "},{"v":0,"d":"0 "},{"v":0,"d":"0 "},{"v":0,"d":"0 "},{"v":0,"d":"0 "},{"v":0,"d":"0 "},null,0,0,0,0,0,0,0,0,0]
["03366_平成28年度",234,13,14,2016,"平成28年度","03366","西和賀町",null,{"v":4.323155053889487,"d":"4 "},{"v":0.7825122651963619,"d":"1 "},{"v":9.505547859041659,"d":"10 "},{"v":9.138382261096941,"d":"9 "},{"v":11.07316170254548,"d":"11 "},{"v":6.0462372891759175,"d":"6 "},{"v":9.046940241221058,"d":"9 "},{"v":0.423227110885026,"d":"0 "},{"v":0,"d":"0 "},{"v":2.8791819493643054,"d":"3 "},null,{"v":395203,"d":"395,203 "},{"v":269,"d":"269 "},{"v":194,"d":"194 "},{"v":2006,"d":"2,006 "},{"v":2353,"d":"2,353 "},{"v":3556,"d":"3,556 "},{"v":1862,"d":"1,862 "},{"v":5992,"d":"5,992 "},{"v":0,"d":"0 "},{"v":2.879181949364305,"d":"3 "},null,{"v":3692527.460589224,"d":"3,692,527 "},{"v":521616.0694423942,"d":"521,616 "},{"v":1127191.512777817,"d":"1,127,192 "},{"v":12381363.72320453,"d":"12,381,364 "},{"v":11596715.02762055,"d":"11,596,715 "},{"v":0,"d":"0 "},{"v":0,"d":"0 "},{"v":821816.439598976,"d":"821,816 "},{"v":0,"d":"0 "},{"v":0,"d":"0 "},{"v":30141230.233233493,"d":"30,141,230 "},null,{"v":8,"d":"8 "},{"v":0,"d":"0 "},{"v":1,"d":"1 "},{"v":0,"d":"0 "},{"v":0,"d":"0 "},{"v":0,"d":"0 "},null,null,{"v":32.3,"d":"32 "},{"v":0,"d":"0 "},{"v":19.2,"d":"19 "},{"v":0,"d":"0 "},{"v":0,"d":"0 "},{"v":0,"d":"0 "},null,null,{"v":0,"d":"0 "},{"v":0,"d":"0 "},{"v":0,"d":"0 "},{"v":0,"d":"0 "},{"v":0,"d":"0 "},{"v":0,"d":"0 "},null,{"v":0,"d":"0 "},{"v":0,"d":"0 "},{"v":0,"d":"0 "},{"v":0,"d":"0 "},{"v":0,"d":"0 "},{"v":0,"d":"0 "},null,0,0,0,0,0,0,0,0,0]
["03366_平成29年度",235,14,14,2017,"平成29年度","03366","西和賀町",null,{"v":3.963197768658398,"d":"4 "},{"v":0.7935033359066939,"d":"1 "},{"v":8.455488192175565,"d":"8 "},{"v":8.202465015079111,"d":"8 "},{"v":10.865117170849093,"d":"11 "},{"v":5.82380862584938,"d":"6 "},{"v":8.85927662636746,"d":"9 "},{"v":0.398819717137377,"d":"0 "},{"v":0,"d":"0 "},{"v":4.420354161719981,"d":"4 "},null,{"v":414126,"d":"414,126 "},{"v":269,"d":"269 "},{"v":194,"d":"194 "},{"v":2006,"d":"2,006 "},{"v":2332,"d":"2,332 "},{"v":3482,"d":"3,482 "},{"v":1835,"d":"1,835 "},{"v":5839,"d":"5,839 "},{"v":0,"d":"0 "},{"v":4.420354161719981,"d":"4 "},null,{"v":3471517.659300953,"d":"3,471,518 "},{"v":530516.1012125999,"d":"530,516 "},{"v":1340355.75408468,"d":"1,340,356 "},{"v":11822971.59894966,"d":"11,822,972 "},{"v":13207645.97424828,"d":"13,207,646 "},{"v":0,"d":"0 "},{"v":0,"d":"0 "},{"v":802085.2250223305,"d":"802,085 "},{"v":0,"d":"0 "},{"v":0,"d":"0 "},{"v":31175092.312818505,"d":"31,175,092 "},null,{"v":8,"d":"8 "},{"v":1,"d":"1 "},{"v":1,"d":"1 "},{"v":0,"d":"0 "},{"v":0,"d":"0 "},{"v":0,"d":"0 "},null,null,{"v":32.3,"d":"32 "},{"v":1000,"d":"1,000 "},{"v":19.2,"d":"19 "},{"v":0,"d":"0 "},{"v":0,"d":"0 "},{"v":0,"d":"0 "},null,null,{"v":0,"d":"0 "},{"v":0,"d":"0 "},{"v":0,"d":"0 "},{"v":0,"d":"0 "},{"v":0,"d":"0 "},{"v":0,"d":"0 "},null,{"v":0,"d":"0 "},{"v":0,"d":"0 "},{"v":0,"d":"0 "},{"v":0,"d":"0 "},{"v":0,"d":"0 "},{"v":0,"d":"0 "},null,0,0,0,0,0,0,0,0,0]
["03366_平成30年度",236,15,14,2018,"平成30年度","03366","西和賀町",null,{"v":3.900578133331999,"d":"4 "},{"v":0.75472834680282,"d":"1 "},{"v":7.74265856803897,"d":"8 "},{"v":8.771867557618176,"d":"9 "},{"v":9.921127276089136,"d":"10 "},{"v":5.676646131766687,"d":"6 "},{"v":8.560774336608487,"d":"9 "},{"v":0.360066514432911,"d":"0 "},{"v":0,"d":"0 "},{"v":1.6395678562337257,"d":"2 "},null,{"v":417918.9999999999,"d":"417,919 "},{"v":269,"d":"269 "},{"v":194,"d":"194 "},{"v":2006,"d":"2,006 "},{"v":2306,"d":"2,306 "},{"v":3459,"d":"3,459 "},{"v":1791,"d":"1,791 "},{"v":5681,"d":"5,681 "},{"v":0,"d":"0 "},{"v":1.639567856233726,"d":"2 "},null,{"v":3621735.337066724,"d":"3,621,735 "},{"v":481407.9127455782,"d":"481,408 "},{"v":1266927.397972664,"d":"1,266,927 "},{"v":12135366.71945205,"d":"12,135,367 "},{"v":11778297.16117761,"d":"11,778,297 "},{"v":0,"d":"0 "},{"v":0,"d":"0 "},{"v":781995.9599528771,"d":"781,996 "},{"v":0,"d":"0 "},{"v":0,"d":"0 "},{"v":30065730.4883675,"d":"30,065,730 "},null,{"v":9,"d":"9 "},{"v":1,"d":"1 "},{"v":1,"d":"1 "},{"v":0,"d":"0 "},{"v":0,"d":"0 "},{"v":0,"d":"0 "},null,null,{"v":36.3,"d":"36 "},{"v":1000,"d":"1,000 "},{"v":19,"d":"19 "},{"v":0,"d":"0 "},{"v":0,"d":"0 "},{"v":0,"d":"0 "},null,null,{"v":0,"d":"0 "},{"v":0,"d":"0 "},{"v":0,"d":"0 "},{"v":0,"d":"0 "},{"v":0,"d":"0 "},{"v":0,"d":"0 "},null,{"v":0,"d":"0 "},{"v":0,"d":"0 "},{"v":0,"d":"0 "},{"v":0,"d":"0 "},{"v":0,"d":"0 "},{"v":0,"d":"0 "},null,0,0,0,0,0,0,0,0,0]
["03366_令和元年度",237,16,14,2019,"令和元年度","03366","西和賀町",null,{"v":3.4653699796190125,"d":"3 "},{"v":0.7096586706738011,"d":"1 "},{"v":7.816996867895246,"d":"8 "},{"v":8.173086081191821,"d":"8 "},{"v":9.207443674966713,"d":"9 "},{"v":5.4371176273163115,"d":"5 "},{"v":8.028159915333926,"d":"8 "},{"v":0.341689485614986,"d":"0 "},{"v":0,"d":"0 "},{"v":1.9578158230670115,"d":"2 "},null,{"v":394357,"d":"394,357 "},{"v":269,"d":"269 "},{"v":194,"d":"194 "},{"v":2006,"d":"2,006 "},{"v":2299,"d":"2,299 "},{"v":3404,"d":"3,404 "},{"v":1667,"d":"1,667 "},{"v":5537,"d":"5,537 "},{"v":0,"d":"0 "},{"v":1.957815823067012,"d":"2 "},null,{"v":3420491.207221085,"d":"3,420,491 "},{"v":466517.5919203723,"d":"466,518 "},{"v":1349214.719872748,"d":"1,349,215 "},{"v":11638053.44226024,"d":"11,638,053 "},{"v":11115812.2696629,"d":"11,115,812 "},{"v":0,"d":"0 "},{"v":0,"d":"0 "},{"v":754097.7174863167,"d":"754,098 "},{"v":0,"d":"0 "},{"v":0,"d":"0 "},{"v":28744186.948423665,"d":"28,744,187 "},null,{"v":10,"d":"10 "},{"v":1,"d":"1 "},{"v":1,"d":"1 "},{"v":0,"d":"0 "},{"v":0,"d":"0 "},{"v":0,"d":"0 "},null,null,{"v":43.6,"d":"44 "},{"v":1000,"d":"1,000 "},{"v":19.2,"d":"19 "},{"v":0,"d":"0 "},{"v":0,"d":"0 "},{"v":0,"d":"0 "},null,null,{"v":0,"d":"0 "},{"v":0,"d":"0 "},{"v":0,"d":"0 "},{"v":0,"d":"0 "},{"v":0,"d":"0 "},{"v":0,"d":"0 "},null,{"v":0,"d":"0 "},{"v":0,"d":"0 "},{"v":0,"d":"0 "},{"v":0,"d":"0 "},{"v":0,"d":"0 "},{"v":0,"d":"0 "},null,0,0,0,0,0,0,0,0,0]
["03366_令和2年度",238,17,14,2020,"令和2年度","03366","西和賀町",null,{"v":3.975657134204396,"d":"4 "},{"v":0.6690277331173021,"d":"1 "},{"v":3.763321116060578,"d":"4 "},{"v":5.744992046320828,"d":"6 "},{"v":8.685423159316201,"d":"9 "},{"v":4.713304023240668,"d":"5 "},{"v":7.453428476912336,"d":"7 "},{"v":0.316265320311806,"d":"0 "},{"v":0,"d":"0 "},{"v":2.170372272518077,"d":"2 "},null,{"v":348944,"d":"348,944 "},{"v":223,"d":"223 "},{"v":96,"d":"96 "},{"v":1564,"d":"1,564 "},{"v":2258,"d":"2,258 "},{"v":3368,"d":"3,368 "},{"v":1645,"d":"1,645 "},{"v":5364,"d":"5,364 "},{"v":0,"d":"0 "},{"v":2.170372272518077,"d":"2 "},null,{"v":2905359.382304945,"d":"2,905,359 "},{"v":437094.32736780646,"d":"437,094 "},{"v":658248.8160505943,"d":"658,249 "},{"v":8669751.168857787,"d":"8,669,751 "},{"v":10801707.43057468,"d":"10,801,707 "},null,null,{"v":700061.5952829816,"d":"700,062 "},null,null,{"v":24172222.720438797,"d":"24,172,223 "},null,{"v":12,"d":"12 "},{"v":1,"d":"1 "},{"v":1,"d":"1 "},{"v":0,"d":"0 "},{"v":0,"d":"0 "},{"v":0,"d":"0 "},null,null,{"v":52.2,"d":"52 "},{"v":1000,"d":"1,000 "},{"v":19.2,"d":"19 "},{"v":0,"d":"0 "},{"v":0,"d":"0 "},{"v":0,"d":"0 "},null,null,{"v":0,"d":"0 "},{"v":0,"d":"0 "},{"v":0,"d":"0 "},{"v":0,"d":"0 "},{"v":0,"d":"0 "},{"v":0,"d":"0 "},null,{"v":0,"d":"0 "},{"v":0,"d":"0 "},{"v":0,"d":"0 "},{"v":0,"d":"0 "},{"v":0,"d":"0 "},{"v":0,"d":"0 "},null,0,0,0,0,0,0,0,0,0]
["03366_令和3年度",238,18,14,2021,"令和3年度","03366","西和賀町",null,{"v":3.546793851784348,"d":"4 "},{"v":0.7297476313985117,"d":"1 "},{"v":3.4270768764712045,"d":"3 "},{"v":6.466363899278191,"d":"6 "},{"v":8.970980187380887,"d":"9 "},{"v":4.513689550929438,"d":"5 "},{"v":7.573974139653552,"d":"8 "},{"v":0.304722313507218,"d":"0 "},{"v":0,"d":"0 "},{"v":2.242807520360316,"d":"2 "},null,{"v":335912,"d":"335,912 "},{"v":223,"d":"223 "},{"v":96,"d":"96 "},{"v":1564,"d":"1,564 "},{"v":2257,"d":"2,257 "},{"v":3321,"d":"3,321 "},{"v":1630,"d":"1,630 "},{"v":5219,"d":"5,219 "},{"v":0,"d":"0 "},{"v":2.242807520360316,"d":"2 "},null,{"v":2558901.461109747,"d":"2,558,901 "},{"v":459515.93904135865,"d":"459,516 "},{"v":602138.0420974302,"d":"602,138 "},{"v":9531375.779486632,"d":"9,531,376 "},{"v":10677587.43701846,"d":"10,677,587 "},{"v":0,"d":"0 "},{"v":0,"d":"0 "},{"v":685066.2304689235,"d":"685,066 "},{"v":0,"d":"0 "},{"v":0,"d":"0 "},{"v":24514584.88922255,"d":"24,514,585 "},null,{"v":16,"d":"16 "},{"v":1,"d":"1 "},{"v":1,"d":"1 "},{"v":0,"d":"0 "},{"v":0,"d":"0 "},{"v":0,"d":"0 "},null,null,{"v":67.89999999999999,"d":"68 "},{"v":1000,"d":"1,000 "},{"v":19.2,"d":"19 "},{"v":0,"d":"0 "},{"v":0,"d":"0 "},{"v":0,"d":"0 "},null,null,{"v":0,"d":"0 "},{"v":0,"d":"0 "},{"v":0,"d":"0 "},{"v":0,"d":"0 "},{"v":0,"d":"0 "},{"v":0,"d":"0 "},null,{"v":0,"d":"0 "},{"v":0,"d":"0 "},{"v":0,"d":"0 "},{"v":0,"d":"0 "},{"v":0,"d":"0 "},{"v":0,"d":"0 "},null,0,0,0,0,0,0,0,0,0]
["03366_令和4年度",238,19,14,2022,"令和4年度","03366","西和賀町",null,{"v":3.7248946145623303,"d":"4 "},{"v":0.6644473285655673,"d":"1 "},{"v":2.9376966530030444,"d":"3 "},{"v":6.173481035686192,"d":"6 "},{"v":9.007482983636514,"d":"9 "},{"v":4.611953619286128,"d":"5 "},{"v":7.3458260258460735,"d":"7 "},{"v":0.2956443490705772,"d":"0 "},{"v":0,"d":"0 "},{"v":2.344293611984614,"d":"2 "},null,{"v":412227,"d":"412,227 "},{"v":223,"d":"223 "},{"v":96,"d":"96 "},{"v":1564,"d":"1,564 "},{"v":2225,"d":"2,225 "},{"v":3224,"d":"3,224 "},{"v":1605,"d":"1,605 "},{"v":5022,"d":"5,022 "},{"v":0,"d":"0 "},{"v":2.344293611984614,"d":"2 "},null,{"v":2867589.7987780822,"d":"2,867,590 "},{"v":464642.14137488406,"d":"464,642 "},{"v":602565.996338891,"d":"602,566 "},{"v":9383204.320234539,"d":"9,383,204 "},{"v":11394322.603304442,"d":"11,394,323 "},{"v":0,"d":"0 "},{"v":0,"d":"0 "},{"v":648477.2725125344,"d":"648,477 "},{"v":0,"d":"0 "},{"v":0,"d":"0 "},{"v":25360802.13254337,"d":"25,360,802 "},null,{"v":19,"d":"19 "},{"v":1,"d":"1 "},{"v":1,"d":"1 "},{"v":0,"d":"0 "},{"v":0,"d":"0 "},{"v":0,"d":"0 "},null,null,{"v":78.1,"d":"78 "},{"v":1000,"d":"1,000 "},{"v":19.2,"d":"19 "},{"v":0,"d":"0 "},{"v":0,"d":"0 "},{"v":0,"d":"0 "}]
["03366_令和5年度",238,20,14,2023,"令和5年度","03366","西和賀町",{"$nulls":35},{"v":19,"d":"19 "},{"v":1,"d":"1 "},{"v":1,"d":"1 "},{"v":0,"d":"0 "},{"v":0,"d":"0 "},{"v":0,"d":"0 "},null,null,{"v":78.2,"d":"78 "},{"v":1000,"d":"1,000 "},{"v":19.2,"d":"19 "},{"v":0,"d":"0 "},{"v":0,"d":"0 "},{"v":0,"d":"0 "}]
["03366_令和6年度",238,21,14,2024,"令和6年度","03366","西和賀町"]
["15581_平成2年度",239,1,15,1990,"平成2年度","15581","関川村",null,{"v":13.19335963891454,"d":"13 "},{"v":2.476798046976073,"d":"2 "},{"v":12.33682155587895,"d":"12 "},{"v":3.455354391286197,"d":"3 "},{"v":7.970828860607406,"d":"8 "},{"v":6.09270302334843,"d":"6 "},{"v":9.233515522120683,"d":"9 "},{"v":0.498503135035911,"d":"0 "},{"v":0,"d":"0 "},{"v":0.5995175009850144,"d":"1 "},null,{"v":1005146,"d":"1,005,146 "},{"v":438,"d":"438 "},{"v":134,"d":"134 "},{"v":1389,"d":"1,389 "},{"v":2047,"d":"2,047 "},{"v":2506,"d":"2,506 "},{"v":2242,"d":"2,242 "},{"v":8094,"d":"8,094 "},{"v":0,"d":"0 "},{"v":0.5995175009850144,"d":"1 "},{"$nulls":29},"","","","","","",null,"","","","","",""]
["15581_平成17年度",240,2,15,2005,"平成17年度","15581","関川村",null,{"v":8.562819533116915,"d":"9 "},{"v":2.002422768193926,"d":"2 "},{"v":17.83093788777936,"d":"18 "},{"v":6.62462427207537,"d":"7 "},{"v":10.60621475789321,"d":"11 "},{"v":7.969055700074014,"d":"8 "},{"v":8.91079173623664,"d":"9 "},{"v":0.426952054867636,"d":"0 "},{"v":0,"d":"0 "},{"v":0.4538214109850133,"d":"0 "},null,{"v":529157,"d":"529,157 "},{"v":413,"d":"413 "},{"v":210,"d":"210 "},{"v":1116,"d":"1,116 "},{"v":2100,"d":"2,100 "},{"v":3793,"d":"3,793 "},{"v":1772,"d":"1,772 "},{"v":7247,"d":"7,247 "},{"v":0,"d":"0 "},{"v":0.4538214109850133,"d":"0 "},{"$nulls":29},"","","","","","",null,"","","","","",""]
["15581_平成18年度",241,3,15,2006,"平成18年度","15581","関川村",null,"","","","","","","","","","",null,"","","","","","","","","","",null,"","","","","","","","","","",null,null,"","","","","","","",null,"","","","","","","",null,"","","","","","",null,"","","","","",""]
["15581_平成19年度",242,4,15,2007,"平成19年度","15581","関川村",null,{"v":8.477015147268755,"d":"8 "},{"v":1.346915898928376,"d":"1 "},{"v":16.08345335605837,"d":"16 "},{"v":6.013017999323976,"d":"6 "},{"v":9.451530514880915,"d":"9 "},{"v":7.655753352363455,"d":"8 "},{"v":8.660626392017683,"d":"9 "},{"v":0.433497067061242,"d":"0 "},{"v":0,"d":"0 "},{"v":0.3368246218482782,"d":"0 "},null,{"v":646815,"d":"646,815 "},{"v":406,"d":"406 "},{"v":237,"d":"237 "},{"v":1276,"d":"1,276 "},{"v":2069,"d":"2,069 "},{"v":3788,"d":"3,788 "},{"v":1696,"d":"1,696 "},{"v":6969,"d":"6,969 "},{"v":0,"d":"0 "},{"v":0.3368246218482782,"d":"0 "},{"$nulls":29},"","","","","","",null,"","","","","",""]
["15581_平成20年度",243,5,15,2008,"平成20年度","15581","関川村",null,{"v":6.476623573950726,"d":"6 "},{"v":1.287830854327189,"d":"1 "},{"v":14.3475808864376,"d":"14 "},{"v":6.179677625703877,"d":"6 "},{"v":9.163104863709494,"d":"9 "},{"v":7.359063104026967,"d":"7 "},{"v":8.431427009055117,"d":"8 "},{"v":0.419567073748382,"d":"0 "},{"v":0,"d":"0 "},{"v":0,"d":"0 "},null,{"v":536338,"d":"536,338 "},{"v":406,"d":"406 "},{"v":237,"d":"237 "},{"v":1276,"d":"1,276 "},{"v":2068,"d":"2,068 "},{"v":3769,"d":"3,769 "},{"v":1653,"d":"1,653 "},{"v":6856,"d":"6,856 "},{"v":0,"d":"0 "},{"v":0,"d":"0 "},{"$nulls":29},"","","","","","",null,"","","","","",""]
["15581_平成21年度",244,6,15,2009,"平成21年度","15581","関川村",null,{"v":6.4624006053279,"d":"6 "},{"v":0.8920666773014412,"d":"1 "},{"v":12.29808210130735,"d":"12 "},{"v":6.632201561652765,"d":"7 "},{"v":9.163085811894991,"d":"9 "},{"v":7.48727424363127,"d":"7 "},{"v":7.989278660433389,"d":"8 "},{"v":0.392982492681803,"d":"0 "},{"v":0,"d":"0 "},{"v":0,"d":"0 "},null,{"v":447141,"d":"447,141 "},{"v":336,"d":"336 "},{"v":295,"d":"295 "},{"v":1416,"d":"1,416 "},{"v":2055,"d":"2,055 "},{"v":3785,"d":"3,785 "},{"v":1608,"d":"1,608 "},{"v":6741,"d":"6,741 "},{"v":0,"d":"0 "},{"v":0,"d":"0 "},{"$nulls":29},{"v":0,"d":"0 "},{"v":0,"d":"0 "},{"v":5.82,"d":"6 "},{"v":0,"d":"0 "},{"v":0,"d":"0 "},{"v":0,"d":"0 "},null,{"v":0,"d":"0 "},{"v":0,"d":"0 "},{"v":1,"d":"1 "},{"v":0,"d":"0 "},{"v":0,"d":"0 "},{"v":0,"d":"0 "},null,5.82,0,0,0,0,0,0,0,0]
["15581_平成22年度",245,7,15,2010,"平成22年度","15581","関川村",null,{"v":7.509979969535785,"d":"8 "},{"v":1.077678536483458,"d":"1 "},{"v":11.63899446704624,"d":"12 "},{"v":6.468939668723656,"d":"6 "},{"v":9.123002400353897,"d":"9 "},{"v":7.478240229689414,"d":"7 "},{"v":7.990082217729612,"d":"8 "},{"v":0.401111304163449,"d":"0 "},{"v":0,"d":"0 "},{"v":0,"d":"0 "},null,{"v":550733,"d":"550,733 "},{"v":336,"d":"336 "},{"v":295,"d":"295 "},{"v":1416,"d":"1,416 "},{"v":2032,"d":"2,032 "},{"v":3798,"d":"3,798 "},{"v":1568,"d":"1,568 "},{"v":6593,"d":"6,593 "},{"v":0,"d":"0 "},{"v":0,"d":"0 "},{"$nulls":29},{"v":0,"d":"0 "},{"v":0,"d":"0 "},{"v":6.508,"d":"7 "},{"v":0,"d":"0 "},{"v":0,"d":"0 "},{"v":0,"d":"0 "},null,{"v":0,"d":"0 "},{"v":0,"d":"0 "},{"v":1,"d":"1 "},{"v":0,"d":"0 "},{"v":0,"d":"0 "},{"v":0,"d":"0 "},null,6.508,0,0,0,0,0,0,0,0]
["15581_平成23年度",246,8,15,2011,"平成23年度","15581","関川村",null,{"v":7.692539000449501,"d":"8 "},{"v":1.416021218220982,"d":"1 "},{"v":11.75595752075563,"d":"12 "},{"v":7.551312756420759,"d":"8 "},{"v":9.887714889053914,"d":"10 "},{"v":7.301885822998702,"d":"7 "},{"v":7.581037254911966,"d":"8 "},{"v":0.458045551852393,"d":"0 "},{"v":0,"d":"0 "},{"v":0,"d":"0 "},null,{"v":487262,"d":"487,262 "},{"v":336,"d":"336 "},{"v":295,"d":"295 "},{"v":1416,"d":"1,416 "},{"v":2032,"d":"2,032 "},{"v":3789,"d":"3,789 "},{"v":1532,"d":"1,532 "},{"v":6527,"d":"6,527 "},{"v":0,"d":"0 "},{"v":0,"d":"0 "},{"$nulls":29},{"v":0,"d":"0 "},{"v":0,"d":"0 "},{"v":5.764,"d":"6 "},{"v":0,"d":"0 "},{"v":0,"d":"0 "},{"v":0,"d":"0 "},null,{"v":0,"d":"0 "},{"v":0,"d":"0 "},{"v":1,"d":"1 "},{"v":0,"d":"0 "},{"v":0,"d":"0 "},{"v":0,"d":"0 "},null,5.764,0,0,0,0,0,0,0,0]
["15581_平成24年度",247,9,15,2012,"平成24年度","15581","関川村",null,{"v":8.78069339383066,"d":"9 "},{"v":1.424699108173975,"d":"1 "},{"v":12.83505328895307,"d":"13 "},{"v":7.957003913501145,"d":"8 "},{"v":11.15202602534891,"d":"11 "},{"v":7.265457753087089,"d":"7 "},{"v":7.529613970743088,"d":"8 "},{"v":0.490795127707822,"d":"0 "},{"v":0,"d":"0 "},{"v":0,"d":"0 "},null,{"v":550985,"d":"550,985 "},{"v":336,"d":"336 "},{"v":295,"d":"295 "},{"v":1416,"d":"1,416 "},{"v":2020,"d":"2,020 "},{"v":3800,"d":"3,800 "},{"v":1513,"d":"1,513 "},{"v":6437,"d":"6,437 "},{"v":0,"d":"0 "},{"v":0,"d":"0 "},{"$nulls":29},{"v":0,"d":"0 "},{"v":0,"d":"0 "},{"v":0,"d":"0 "},{"v":0,"d":"0 "},{"v":0,"d":"0 "},{"v":0,"d":"0 "},null,{"v":0,"d":"0 "},{"v":0,"d":"0 "},{"v":0,"d":"0 "},{"v":0,"d":"0 "},{"v":0,"d":"0 "},{"v":0,"d":"0 "},null,0,0,0,0,0,0,0,0,0]
["15581_平成25年度",248,10,15,2013,"平成25年度","15581","関川村",null,{"v":7.960536103221752,"d":"8 "},{"v":1.227185031942192,"d":"1 "},{"v":12.61366230123525,"d":"13 "},{"v":7.919466057651976,"d":"8 "},{"v":11.13635074370509,"d":"11 "},{"v":6.931139629540243,"d":"7 "},{"v":7.483055151991221,"d":"7 "},{"v":0.491280930511107,"d":"0 "},{"v":0,"d":"0 "},{"v":0,"d":"0 "},null,{"v":499769,"d":"499,769 "},{"v":336,"d":"336 "},{"v":295,"d":"295 "},{"v":1416,"d":"1,416 "},{"v":2014,"d":"2,014 "},{"v":3787,"d":"3,787 "},{"v":1498,"d":"1,498 "},{"v":6351,"d":"6,351 "},{"v":0,"d":"0 "},{"v":0,"d":"0 "},{"$nulls":29},{"v":0,"d":"0 "},{"v":0,"d":"0 "},{"v":6.638,"d":"7 "},{"v":0,"d":"0 "},{"v":0,"d":"0 "},{"v":0,"d":"0 "},null,{"v":0,"d":"0 "},{"v":0,"d":"0 "},{"v":1,"d":"1 "},{"v":0,"d":"0 "},{"v":0,"d":"0 "},{"v":0,"d":"0 "},null,6.638,0,0,0,0,0,0,0,0]
["15581_平成26年度",249,11,15,2014,"平成26年度","15581","関川村",null,{"v":6.822359639789383,"d":"7 "},{"v":1.114685061502865,"d":"1 "},{"v":8.083925041470916,"d":"8 "},{"v":6.971999415438895,"d":"7 "},{"v":9.548843669606535,"d":"10 "},{"v":6.553083883041954,"d":"7 "},{"v":7.421524348619242,"d":"7 "},{"v":0.459108917350543,"d":"0 "},{"v":0,"d":"0 "},{"v":0,"d":"0 "},null,{"v":484880,"d":"484,880 "},{"v":282,"d":"282 "},{"v":258,"d":"258 "},{"v":1288,"d":"1,288 "},{"v":1988,"d":"1,988 "},{"v":3771,"d":"3,771 "},{"v":1478,"d":"1,478 "},{"v":6186,"d":"6,186 "},{"v":0,"d":"0 "},{"v":0,"d":"0 "},{"$nulls":13},{"v":37,"d":"37 "},{"v":8,"d":"8 "},{"v":0,"d":"0 "},{"v":0,"d":"0 "},{"v":0,"d":"0 "},{"v":0,"d":"0 "},null,null,{"v":164.9,"d":"165 "},{"v":2041.5,"d":"2,042 "},{"v":0,"d":"0 "},{"v":0,"d":"0 "},{"v":0,"d":"0 "},{"v":0,"d":"0 "},null,null,{"v":0,"d":"0 "},{"v":0,"d":"0 "},{"v":7.463,"d":"7 "},{"v":0,"d":"0 "},{"v":0,"d":"0 "},{"v":0,"d":"0 "},null,{"v":0,"d":"0 "},{"v":0,"d":"0 "},{"v":1,"d":"1 "},{"v":0,"d":"0 "},{"v":0,"d":"0 "},{"v":0,"d":"0 "},null,7.463,0,0,0,0,0,0,0,0]
["15581_平成27年度",250,12,15,2015,"平成27年度","15581","関川村",null,{"v":6.599573471288522,"d":"7 "},{"v":1.126868983457906,"d":"1 "},{"v":8.58871482220035,"d":"9 "},{"v":5.830268492135611,"d":"6 "},{"v":8.888671418957431,"d":"9 "},{"v":6.4579160443179315,"d":"6 "},{"v":7.402261305530229,"d":"7 "},{"v":0.438975855812935,"d":"0 "},{"v":0,"d":"0 "},{"v":0,"d":"0 "},null,{"v":521558,"d":"521,558 "},{"v":282,"d":"282 "},{"v":258,"d":"258 "},{"v":1288,"d":"1,288 "},{"v":1981,"d":"1,981 "},{"v":3752,"d":"3,752 "},{"v":1473,"d":"1,473 "},{"v":6042,"d":"6,042 "},{"v":0,"d":"0 "},{"v":0,"d":"0 "},null,{"v":5666732.563323194,"d":"5,666,733 "},{"v":759278.7727370298,"d":"759,279 "},{"v":1746554.918215716,"d":"1,746,555 "},{"v":7758211.190818225,"d":"7,758,211 "},{"v":10860334.60183049,"d":"10,860,335 "},{"v":0,"d":"0 "},{"v":0,"d":"0 "},{"v":828030.7547632527,"d":"828,031 "},{"v":0,"d":"0 "},{"v":0,"d":"0 "},{"v":27619142.801687907,"d":"27,619,143 "},null,{"v":45,"d":"45 "},{"v":11,"d":"11 "},{"v":0,"d":"0 "},{"v":0,"d":"0 "},{"v":0,"d":"0 "},{"v":0,"d":"0 "},null,null,{"v":204.1,"d":"204 "},{"v":2137.7,"d":"2,138 "},{"v":0,"d":"0 "},{"v":0,"d":"0 "},{"v":0,"d":"0 "},{"v":0,"d":"0 "},null,null,{"v":0,"d":"0 "},{"v":0,"d":"0 "},{"v":6.883,"d":"7 "},{"v":0,"d":"0 "},{"v":0,"d":"0 "},{"v":0,"d":"0 "},null,{"v":0,"d":"0 "},{"v":0,"d":"0 "},{"v":1,"d":"1 "},{"v":0,"d":"0 "},{"v":0,"d":"0 "},{"v":0,"d":"0 "},null,6.883,0,0,0,0,0,0,0,0]
["15581_平成28年度",251,13,15,2016,"平成28年度","15581","関川村",null,{"v":7.007913472875709,"d":"7 "},{"v":0.9610369147483977,"d":"1 "},{"v":11.054006112933653,"d":"11 "},{"v":5.670360910695121,"d":"6 "},{"v":8.210706885918288,"d":"8 "},{"v":6.313183086251457,"d":"6 "},{"v":7.453279446849142,"d":"7 "},{"v":0.41701149243411106,"d":"0 "},{"v":0,"d":"0 "},{"v":0,"d":"0 "},null,{"v":540166,"d":"540,166 "},{"v":282,"d":"282 "},{"v":258,"d":"258 "},{"v":1288,"d":"1,288 "},{"v":1953,"d":"1,953 "},{"v":3713,"d":"3,713 "},{"v":1534,"d":"1,534 "},{"v":5904,"d":"5,904 "},{"v":0,"d":"0 "},{"v":0,"d":"0 "},null,{"v":6052176.884702231,"d":"6,052,177 "},{"v":619364.5085793457,"d":"619,365 "},{"v":1741061.674735349,"d":"1,741,062 "},{"v":7950171.547103291,"d":"7,950,172 "},{"v":9646574.60817857,"d":"9,646,575 "},{"v":0,"d":"0 "},{"v":0,"d":"0 "},{"v":809747.0392844382,"d":"809,747 "},{"v":0,"d":"0 "},{"v":0,"d":"0 "},{"v":26819096.262583226,"d":"26,819,096 "},null,{"v":49,"d":"49 "},{"v":13,"d":"13 "},{"v":0,"d":"0 "},{"v":0,"d":"0 "},{"v":0,"d":"0 "},{"v":0,"d":"0 "},null,null,{"v":230.1,"d":"230 "},{"v":2202.6,"d":"2,203 "},{"v":0,"d":"0 "},{"v":0,"d":"0 "},{"v":0,"d":"0 "},{"v":0,"d":"0 "},null,null,{"v":0,"d":"0 "},{"v":0,"d":"0 "},{"v":7.019,"d":"7 "},{"v":0,"d":"0 "},{"v":0,"d":"0 "},{"v":0,"d":"0 "},null,{"v":0,"d":"0 "},{"v":0,"d":"0 "},{"v":1,"d":"1 "},{"v":0,"d":"0 "},{"v":0,"d":"0 "},{"v":0,"d":"0 "},null,7.019,0,0,0,0,0,0,0,0]
["15581_平成29年度",252,14,15,2017,"平成29年度","15581","関川村",null,{"v":8.579322023448205,"d":"9 "},{"v":0.9832342771645272,"d":"1 "},{"v":9.958308867177607,"d":"10 "},{"v":5.4637185286441055,"d":"5 "},{"v":8.648849084558822,"d":"9 "},{"v":6.178388588135442,"d":"6 "},{"v":7.3674420336985,"d":"7 "},{"v":0.397658570504163,"d":"0 "},{"v":0,"d":"0 "},{"v":0,"d":"0 "},null,{"v":706178,"d":"706,178 "},{"v":282,"d":"282 "},{"v":258,"d":"258 "},{"v":1288,"d":"1,288 "},{"v":1941,"d":"1,941 "},{"v":3694,"d":"3,694 "},{"v":1526,"d":"1,526 "},{"v":5822,"d":"5,822 "},{"v":0,"d":"0 "},{"v":0,"d":"0 "},null,{"v":7664594.810028201,"d":"7,664,595 "},{"v":705106.185481638,"d":"705,106 "},{"v":2108107.188463126,"d":"2,108,107 "},{"v":8172607.166849245,"d":"8,172,607 "},{"v":10231383.18339681,"d":"10,231,383 "},{"v":0,"d":"0 "},{"v":0,"d":"0 "},{"v":799749.9880253482,"d":"799,750 "},{"v":0,"d":"0 "},{"v":0,"d":"0 "},{"v":29681548.522244368,"d":"29,681,549 "},null,{"v":55,"d":"55 "},{"v":13,"d":"13 "},{"v":0,"d":"0 "},{"v":0,"d":"0 "},{"v":0,"d":"0 "},{"v":0,"d":"0 "},null,null,{"v":265.6,"d":"266 "},{"v":2202.6,"d":"2,203 "},{"v":0,"d":"0 "},{"v":0,"d":"0 "},{"v":0,"d":"0 "},{"v":0,"d":"0 "},null,null,{"v":0,"d":"0 "},{"v":0,"d":"0 "},{"v":6.999,"d":"7 "},{"v":0,"d":"0 "},{"v":0,"d":"0 "},{"v":0,"d":"0 "},null,{"v":0,"d":"0 "},{"v":0,"d":"0 "},{"v":1,"d":"1 "},{"v":0,"d":"0 "},{"v":0,"d":"0 "},{"v":0,"d":"0 "},null,6.999,0,0,0,0,0,0,0,0]
["15581_平成30年度",253,15,15,2018,"平成30年度","15581","関川村",null,{"v":7.664783322200557,"d":"8 "},{"v":0.9003289908593055,"d":"1 "},{"v":9.278624486815263,"d":"9 "},{"v":5.331519550403548,"d":"5 "},{"v":7.985901098132742,"d":"8 "},{"v":5.978612852855172,"d":"6 "},{"v":7.31322430765549,"d":"7 "},{"v":0.358291851098266,"d":"0 "},{"v":0,"d":"0 "},{"v":0,"d":"0 "},null,{"v":632516,"d":"632,516 "},{"v":282,"d":"282 "},{"v":258,"d":"258 "},{"v":1288,"d":"1,288 "},{"v":1913,"d":"1,913 "},{"v":3643,"d":"3,643 "},{"v":1530,"d":"1,530 "},{"v":5653,"d":"5,653 "},{"v":0,"d":"0 "},{"v":0,"d":"0 "},null,{"v":6837930.555312331,"d":"6,837,931 "},{"v":618332.2404143941,"d":"618,332 "},{"v":1993414.515521016,"d":"1,993,415 "},{"v":7727621.045364706,"d":"7,727,621 "},{"v":9922340.874771569,"d":"9,922,341 "},{"v":0,"d":"0 "},{"v":0,"d":"0 "},{"v":778141.728852951,"d":"778,142 "},{"v":0,"d":"0 "},{"v":0,"d":"0 "},{"v":27877780.960236963,"d":"27,877,781 "},null,{"v":58,"d":"58 "},{"v":13,"d":"13 "},{"v":0,"d":"0 "},{"v":0,"d":"0 "},{"v":0,"d":"0 "},{"v":0,"d":"0 "},null,null,{"v":284.29999999999995,"d":"284 "},{"v":2203,"d":"2,203 "},{"v":0,"d":"0 "},{"v":0,"d":"0 "},{"v":0,"d":"0 "},{"v":0,"d":"0 "},null,null,{"v":0,"d":"0 "},{"v":0,"d":"0 "},{"v":7.246,"d":"7 "},{"v":0,"d":"0 "},{"v":0,"d":"0 "},{"v":0,"d":"0 "},null,{"v":0,"d":"0 "},{"v":0,"d":"0 "},{"v":1,"d":"1 "},{"v":0,"d":"0 "},{"v":0,"d":"0 "},{"v":0,"d":"0 "},null,7.246,0,0,0,0,0,0,0,0]
["15581_令和元年度",254,16,15,2019,"令和元年度","15581","関川村",null,{"v":7.071532619149864,"d":"7 "},{"v":1.014135910857853,"d":"1 "},{"v":9.36588298541623,"d":"9 "},{"v":5.4091213639195335,"d":"5 "},{"v":7.616860045671124,"d":"8 "},{"v":5.697473142372879,"d":"6 "},{"v":6.814544859146676,"d":"7 "},{"v":0.337616611125084,"d":"0 "},{"v":0,"d":"0 "},{"v":0,"d":"0 "},null,{"v":620131,"d":"620,131 "},{"v":282,"d":"282 "},{"v":258,"d":"258 "},{"v":1288,"d":"1,288 "},{"v":1894,"d":"1,894 "},{"v":3567,"d":"3,567 "},{"v":1415,"d":"1,415 "},{"v":5471,"d":"5,471 "},{"v":0,"d":"0 "},{"v":0,"d":"0 "},null,{"v":6170694.967011631,"d":"6,170,695 "},{"v":602533.5998523032,"d":"602,534 "},{"v":2108273.038918917,"d":"2,108,273 "},{"v":7980559.322851668,"d":"7,980,559 "},{"v":9501761.39634167,"d":"9,501,761 "},{"v":0,"d":"0 "},{"v":0,"d":"0 "},{"v":745109.0143340506,"d":"745,109 "},{"v":0,"d":"0 "},{"v":0,"d":"0 "},{"v":27108931.33931024,"d":"27,108,931 "},null,{"v":59,"d":"59 "},{"v":16,"d":"16 "},{"v":0,"d":"0 "},{"v":0,"d":"0 "},{"v":0,"d":"0 "},{"v":0,"d":"0 "},null,null,{"v":287.7,"d":"288 "},{"v":2331.9,"d":"2,332 "},{"v":0,"d":"0 "},{"v":0,"d":"0 "},{"v":0,"d":"0 "},{"v":0,"d":"0 "},null,null,{"v":0,"d":"0 "},{"v":0,"d":"0 "},{"v":7.072,"d":"7 "},{"v":0,"d":"0 "},{"v":0,"d":"0 "},{"v":0,"d":"0 "},null,{"v":0,"d":"0 "},{"v":0,"d":"0 "},{"v":1,"d":"1 "},{"v":0,"d":"0 "},{"v":0,"d":"0 "},{"v":0,"d":"0 "},null,7.072,0,0,0,0,0,0,0,0]
["15581_令和2年度",255,17,15,2020,"令和2年度","15581","関川村",null,{"v":6.831573989584008,"d":"7 "},{"v":0.8824621582444302,"d":"1 "},{"v":8.588195824980948,"d":"9 "},{"v":4.473811701332703,"d":"4 "},{"v":7.068573874329317,"d":"7 "},{"v":4.940012827208895,"d":"5 "},{"v":6.365998182408408,"d":"6 "},{"v":0.313788969929051,"d":"0 "},{"v":0,"d":"0 "},{"v":0,"d":"0 "},null,{"v":633644,"d":"633,644 "},{"v":222,"d":"222 "},{"v":250,"d":"250 "},{"v":1205,"d":"1,205 "},{"v":1881,"d":"1,881 "},{"v":3530,"d":"3,530 "},{"v":1405,"d":"1,405 "},{"v":5322,"d":"5,322 "},{"v":0,"d":"0 "},{"v":0,"d":"0 "},null,{"v":6120913.424974796,"d":"6,120,913 "},{"v":501127.60640234454,"d":"501,128 "},{"v":1984523.914890577,"d":"1,984,524 "},{"v":7008986.475706398,"d":"7,008,986 "},{"v":9207381.700662915,"d":"9,207,382 "},null,null,{"v":694580.128653249,"d":"694,580 "},null,null,{"v":25517513.25129028,"d":"25,517,513 "},null,{"v":60,"d":"60 "},{"v":16,"d":"16 "},{"v":0,"d":"0 "},{"v":0,"d":"0 "},{"v":0,"d":"0 "},{"v":0,"d":"0 "},null,null,{"v":291.8,"d":"292 "},{"v":2331.9,"d":"2,332 "},{"v":0,"d":"0 "},{"v":0,"d":"0 "},{"v":0,"d":"0 "},{"v":0,"d":"0 "},null,null,{"v":0,"d":"0 "},{"v":0,"d":"0 "},{"v":7.132,"d":"7 "},{"v":0,"d":"0 "},{"v":0,"d":"0 "},{"v":0,"d":"0 "},null,{"v":0,"d":"0 "},{"v":0,"d":"0 "},{"v":1,"d":"1 "},{"v":0,"d":"0 "},{"v":0,"d":"0 "},{"v":0,"d":"0 "},null,7.132,0,0,0,0,0,0,0,0]
["15581_令和3年度",255,18,15,2021,"令和3年度","15581","関川村",null,{"v":7.94155009732619,"d":"8 "},{"v":0.7239738298716966,"d":"1 "},{"v":6.255578614892363,"d":"6 "},{"v":4.998454529884852,"d":"5 "},{"v":6.446271700230338,"d":"6 "},{"v":4.75561569969952,"d":"5 "},{"v":6.458787763262846,"d":"6 "},{"v":0.301394248385565,"d":"0 "},{"v":0,"d":"0 "},{"v":0,"d":"0 "},null,{"v":765302,"d":"765,302 "},{"v":222,"d":"222 "},{"v":250,"d":"250 "},{"v":1205,"d":"1,205 "},{"v":1865,"d":"1,865 "},{"v":3499,"d":"3,499 "},{"v":1390,"d":"1,390 "},{"v":5162,"d":"5,162 "},{"v":0,"d":"0 "},{"v":0,"d":"0 "},null,{"v":6885344.667954978,"d":"6,885,345 "},{"v":501327.07733687665,"d":"501,327 "},{"v":1353425.2259893543,"d":"1,353,425 "},{"v":7722531.114031067,"d":"7,722,531 "},{"v":7808274.695272769,"d":"7,808,275 "},{"v":0,"d":"0 "},{"v":0,"d":"0 "},{"v":677584.1888638787,"d":"677,584 "},{"v":0,"d":"0 "},{"v":0,"d":"0 "},{"v":24948486.96944892,"d":"24,948,487 "},null,{"v":60,"d":"60 "},{"v":17,"d":"17 "},{"v":0,"d":"0 "},{"v":0,"d":"0 "},{"v":0,"d":"0 "},{"v":0,"d":"0 "},null,null,{"v":291.8,"d":"292 "},{"v":2381.4,"d":"2,381 "},{"v":0,"d":"0 "},{"v":0,"d":"0 "},{"v":0,"d":"0 "},{"v":0,"d":"0 "},null,null,{"v":0,"d":"0 "},{"v":0,"d":"0 "},{"v":6.698,"d":"7 "},{"v":0,"d":"0 "},{"v":0,"d":"0 "},{"v":0,"d":"0 "},null,{"v":0,"d":"0 "},{"v":0,"d":"0 "},{"v":1,"d":"1 "},{"v":0,"d":"0 "},{"v":0,"d":"0 "},{"v":0,"d":"0 "},null,6.698,0,0,0,0,0,0,0,0]
["15581_令和4年度",255,19,15,2022,"令和4年度","15581","関川村",null,{"v":6.5278178813193515,"d":"7 "},{"v":0.7393678873416893,"d":"1 "},{"v":6.28390669413923,"d":"6 "},{"v":4.680674689709425,"d":"5 "},{"v":6.4004197777627185,"d":"6 "},{"v":4.916651547607451,"d":"5 "},{"v":6.238231073662429,"d":"6 "},{"v":0.29411373316539297,"d":"0 "},{"v":0,"d":"0 "},{"v":0,"d":"0 "},null,{"v":699004,"d":"699,004 "},{"v":222,"d":"222 "},{"v":250,"d":"250 "},{"v":1205,"d":"1,205 "},{"v":1848,"d":"1,848 "},{"v":3437,"d":"3,437 "},{"v":1363,"d":"1,363 "},{"v":4996,"d":"4,996 "},{"v":0,"d":"0 "},{"v":0,"d":"0 "},null,{"v":5979938.994550702,"d":"5,979,939 "},{"v":491096.0028967938,"d":"491,096 "},{"v":1637686.6452201272,"d":"1,637,687 "},{"v":7119442.845708723,"d":"7,119,443 "},{"v":8671094.684262963,"d":"8,671,095 "},{"v":0,"d":"0 "},{"v":0,"d":"0 "},{"v":645119.9628579493,"d":"645,120 "},{"v":0,"d":"0 "},{"v":0,"d":"0 "},{"v":24544379.13549726,"d":"24,544,379 "},null,{"v":61,"d":"61 "},{"v":17,"d":"17 "},{"v":0,"d":"0 "},{"v":0,"d":"0 "},{"v":0,"d":"0 "},{"v":0,"d":"0 "},null,null,{"v":295.79999999999995,"d":"296 "},{"v":2381.3999999999996,"d":"2,381 "},{"v":0,"d":"0 "},{"v":0,"d":"0 "},{"v":0,"d":"0 "},{"v":0,"d":"0 "}]
["15581_令和5年度",255,20,15,2023,"令和5年度","15581","関川村",{"$nulls":35},{"v":62,"d":"62 "},{"v":17,"d":"17 "},{"v":0,"d":"0 "},{"v":0,"d":"0 "},{"v":0,"d":"0 "},{"v":0,"d":"0 "},null,null,{"v":303.79999999999995,"d":"304 "},{"v":2381.3999999999996,"d":"2,381 "},{"v":0,"d":"0 "},{"v":0,"d":"0 "},{"v":0,"d":"0 "},{"v":0,"d":"0 "}]
["15581_令和6年度",255,21,15,2024,"令和6年度","15581","関川村"]
["07465_平成2年度",324,1,20,1990,"平成2年度","07465","中島村",null,{"v":17.45327709109472,"d":"17 "},{"v":0.8256607131759856,"d":"1 "},{"v":0.2656909282120071,"d":"0 "},{"v":1.664431156518371,"d":"2 "},{"v":3.120390075055362,"d":"3 "},{"v":3.775725377198767,"d":"4 "},{"v":5.856404581826767,"d":"6 "},{"v":0.300863332672402,"d":"0 "},{"v":0,"d":"0 "},{"v":0.296399466507102,"d":"0 "},null,{"v":1814851,"d":"1,814,851 "},{"v":254,"d":"254 "},{"v":3,"d":"3 "},{"v":574,"d":"574 "},{"v":1069,"d":"1,069 "},{"v":1553,"d":"1,553 "},{"v":1422,"d":"1,422 "},{"v":4885,"d":"4,885 "},{"v":0,"d":"0 "},{"v":0.296399466507102,"d":"0 "},{"$nulls":29},"","","","","","",null,"","","","","",""]
["07465_平成17年度",325,2,20,2005,"平成17年度","07465","中島村",null,{"v":15.16743606176364,"d":"15 "},{"v":0.4959260127940568,"d":"0 "},{"v":4.857975472448658,"d":"5 "},{"v":2.552229129177614,"d":"3 "},{"v":6.240382530767805,"d":"6 "},{"v":6.668542787248859,"d":"7 "},{"v":6.879211678990814,"d":"7 "},{"v":0.320081483937611,"d":"0 "},{"v":0,"d":"0 "},{"v":0.4057951491811524,"d":"0 "},null,{"v":1641659,"d":"1,641,659 "},{"v":189,"d":"189 "},{"v":58,"d":"58 "},{"v":413,"d":"413 "},{"v":1377,"d":"1,377 "},{"v":3174,"d":"3,174 "},{"v":1368,"d":"1,368 "},{"v":5433,"d":"5,433 "},{"v":0,"d":"0 "},{"v":0.4057951491811524,"d":"0 "},{"$nulls":29},"","","","","","",null,"","","","","",""]
["07465_平成18年度",326,3,20,2006,"平成18年度","07465","中島村",null,"","","","","","","","","","",null,"","","","","","","","","","",null,"","","","","","","","","","",null,null,"","","","","","","",null,"","","","","","","",null,"","","","","","",null,"","","","","",""]
["07465_平成19年度",327,4,20,2007,"平成19年度","07465","中島村",null,{"v":15.81889144828869,"d":"16 "},{"v":0.4016079838145026,"d":"0 "},{"v":5.613469263934291,"d":"6 "},{"v":2.675462655210203,"d":"3 "},{"v":6.455638671645978,"d":"6 "},{"v":6.51992088561893,"d":"7 "},{"v":6.955054920948162,"d":"7 "},{"v":0.334282284170916,"d":"0 "},{"v":0,"d":"0 "},{"v":0.3064800009948767,"d":"0 "},null,{"v":2020257,"d":"2,020,257 "},{"v":160,"d":"160 "},{"v":84,"d":"84 "},{"v":583,"d":"583 "},{"v":1397,"d":"1,397 "},{"v":3226,"d":"3,226 "},{"v":1362,"d":"1,362 "},{"v":5374,"d":"5,374 "},{"v":0,"d":"0 "},{"v":0.3064800009948767,"d":"0 "},{"$nulls":29},"","","","","","",null,"","","","","",""]
["07465_平成20年度",328,5,20,2008,"平成20年度","07465","中島村",null,{"v":14.85235156404076,"d":"15 "},{"v":0.3181715455011785,"d":"0 "},{"v":5.483923495636664,"d":"5 "},{"v":2.99814362673587,"d":"3 "},{"v":6.230390290522058,"d":"6 "},{"v":6.367180892075335,"d":"6 "},{"v":6.676792471175528,"d":"7 "},{"v":0.327832674164248,"d":"0 "},{"v":0,"d":"0 "},{"v":0.2895016214631064,"d":"0 "},null,{"v":1976673,"d":"1,976,673 "},{"v":160,"d":"160 "},{"v":84,"d":"84 "},{"v":583,"d":"583 "},{"v":1413,"d":"1,413 "},{"v":3261,"d":"3,261 "},{"v":1309,"d":"1,309 "},{"v":5357,"d":"5,357 "},{"v":0,"d":"0 "},{"v":0.2895016214631064,"d":"0 "},{"$nulls":29},"","","","","","",null,"","","","","",""]
["07465_平成21年度",329,6,20,2009,"平成21年度","07465","中島村",null,{"v":14.31681795119567,"d":"14 "},{"v":0.317789001059755,"d":"0 "},{"v":3.506497963612589,"d":"4 "},{"v":3.436495671969141,"d":"3 "},{"v":5.780224423010523,"d":"6 "},{"v":6.525896361886278,"d":"7 "},{"v":6.463962398771043,"d":"6 "},{"v":0.310841514757361,"d":"0 "},{"v":0,"d":"0 "},{"v":0.3239851194343305,"d":"0 "},null,{"v":1649389,"d":"1,649,389 "},{"v":163,"d":"163 "},{"v":74,"d":"74 "},{"v":662,"d":"662 "},{"v":1432,"d":"1,432 "},{"v":3299,"d":"3,299 "},{"v":1301,"d":"1,301 "},{"v":5332,"d":"5,332 "},{"v":0,"d":"0 "},{"v":0.3239851194343305,"d":"0 "},{"$nulls":29},{"v":0,"d":"0 "},{"v":0,"d":"0 "},{"v":3.07,"d":"3 "},{"v":0,"d":"0 "},{"v":0,"d":"0 "},{"v":0,"d":"0 "},null,{"v":0,"d":"0 "},{"v":0,"d":"0 "},{"v":1,"d":"1 "},{"v":0,"d":"0 "},{"v":0,"d":"0 "},{"v":0,"d":"0 "},null,3.07,0,0,0,0,0,0,0,0]
["07465_平成22年度",330,7,20,2010,"平成22年度","07465","中島村",null,{"v":13.10333830165968,"d":"13 "},{"v":0.3239085367589599,"d":"0 "},{"v":3.319731837023683,"d":"3 "},{"v":3.351511528290547,"d":"3 "},{"v":5.842842382993965,"d":"6 "},{"v":6.515402032659893,"d":"7 "},{"v":6.619334694407375,"d":"7 "},{"v":0.321959809135897,"d":"0 "},{"v":0,"d":"0 "},{"v":0.3822540932213447,"d":"0 "},null,{"v":1614959,"d":"1,614,959 "},{"v":163,"d":"163 "},{"v":74,"d":"74 "},{"v":662,"d":"662 "},{"v":1445,"d":"1,445 "},{"v":3309,"d":"3,309 "},{"v":1299,"d":"1,299 "},{"v":5292,"d":"5,292 "},{"v":0,"d":"0 "},{"v":0.3822540932213447,"d":"0 "},{"$nulls":29},{"v":0,"d":"0 "},{"v":0,"d":"0 "},{"v":3.81,"d":"4 "},{"v":0,"d":"0 "},{"v":0,"d":"0 "},{"v":0,"d":"0 "},null,{"v":0,"d":"0 "},{"v":0,"d":"0 "},{"v":1,"d":"1 "},{"v":0,"d":"0 "},{"v":0,"d":"0 "},{"v":0,"d":"0 "},null,3.81,0,0,0,0,0,0,0,0]
["07465_平成23年度",331,8,20,2011,"平成23年度","07465","中島村",null,{"v":8.99522789213689,"d":"9 "},{"v":0.4350947656714886,"d":"0 "},{"v":3.099134895301452,"d":"3 "},{"v":3.900499969432999,"d":"4 "},{"v":6.881624056229794,"d":"7 "},{"v":6.457804009730443,"d":"6 "},{"v":6.447840432865725,"d":"6 "},{"v":0.367376813842083,"d":"0 "},{"v":0,"d":"0 "},{"v":0.378188772754069,"d":"0 "},null,{"v":914199,"d":"914,199 "},{"v":163,"d":"163 "},{"v":74,"d":"74 "},{"v":662,"d":"662 "},{"v":1454,"d":"1,454 "},{"v":3351,"d":"3,351 "},{"v":1303,"d":"1,303 "},{"v":5235,"d":"5,235 "},{"v":0,"d":"0 "},{"v":0.378188772754069,"d":"0 "},{"$nulls":29},{"v":0,"d":"0 "},{"v":0,"d":"0 "},{"v":10.578,"d":"11 "},{"v":0,"d":"0 "},{"v":0,"d":"0 "},{"v":0,"d":"0 "},null,{"v":0,"d":"0 "},{"v":0,"d":"0 "},{"v":2,"d":"2 "},{"v":0,"d":"0 "},{"v":0,"d":"0 "},{"v":0,"d":"0 "},null,10.578,0,0,0,0,0,0,0,0]
["07465_平成24年度",332,9,20,2012,"平成24年度","07465","中島村",null,{"v":12.15708061439999,"d":"12 "},{"v":0.4084539784304325,"d":"0 "},{"v":3.108390845202121,"d":"3 "},{"v":4.38853394051895,"d":"4 "},{"v":7.392798843100016,"d":"7 "},{"v":6.563767491144205,"d":"7 "},{"v":6.603964136930653,"d":"7 "},{"v":0.396402651693796,"d":"0 "},{"v":0,"d":"0 "},{"v":0.3563500940097228,"d":"0 "},null,{"v":1133110,"d":"1,133,110 "},{"v":163,"d":"163 "},{"v":74,"d":"74 "},{"v":662,"d":"662 "},{"v":1469,"d":"1,469 "},{"v":3433,"d":"3,433 "},{"v":1327,"d":"1,327 "},{"v":5199,"d":"5,199 "},{"v":0,"d":"0 "},{"v":0.3563500940097228,"d":"0 "},{"$nulls":29},{"v":0,"d":"0 "},{"v":0,"d":"0 "},{"v":10.758,"d":"11 "},{"v":0,"d":"0 "},{"v":0,"d":"0 "},{"v":0,"d":"0 "},null,{"v":0,"d":"0 "},{"v":0,"d":"0 "},{"v":2,"d":"2 "},{"v":0,"d":"0 "},{"v":0,"d":"0 "},{"v":0,"d":"0 "},null,10.758,0,0,0,0,0,0,0,0]
["07465_平成25年度",333,10,20,2013,"平成25年度","07465","中島村",null,{"v":11.50299611202053,"d":"12 "},{"v":0.3467669771790898,"d":"0 "},{"v":2.254973340119907,"d":"2 "},{"v":3.787581676646874,"d":"4 "},{"v":7.340756566399494,"d":"7 "},{"v":6.427822122774051,"d":"6 "},{"v":6.588885010331389,"d":"7 "},{"v":0.400620994979849,"d":"0 "},{"v":0,"d":"0 "},{"v":0.4962465897812818,"d":"0 "},null,{"v":1178760,"d":"1,178,760 "},{"v":163,"d":"163 "},{"v":74,"d":"74 "},{"v":662,"d":"662 "},{"v":1483,"d":"1,483 "},{"v":3512,"d":"3,512 "},{"v":1319,"d":"1,319 "},{"v":5179,"d":"5,179 "},{"v":0,"d":"0 "},{"v":0.4962465897812818,"d":"0 "},{"$nulls":29},{"v":0,"d":"0 "},{"v":0,"d":"0 "},{"v":11.929,"d":"12 "},{"v":0,"d":"0 "},{"v":0,"d":"0 "},{"v":0,"d":"0 "},null,{"v":0,"d":"0 "},{"v":0,"d":"0 "},{"v":2,"d":"2 "},{"v":0,"d":"0 "},{"v":0,"d":"0 "},{"v":0,"d":"0 "},null,11.929,0,0,0,0,0,0,0,0]
["07465_平成26年度",334,11,20,2014,"平成26年度","07465","中島村",null,{"v":9.631247219005157,"d":"10 "},{"v":0.3535653692877918,"d":"0 "},{"v":4.314144027897739,"d":"4 "},{"v":4.209236008961073,"d":"4 "},{"v":7.590264194017011,"d":"8 "},{"v":6.2003190916716235,"d":"6 "},{"v":6.643218344535356,"d":"7 "},{"v":0.387118026657037,"d":"0 "},{"v":0,"d":"0 "},{"v":0.5715282056504175,"d":"1 "},null,{"v":1061487,"d":"1,061,487 "},{"v":153,"d":"153 "},{"v":94,"d":"94 "},{"v":658,"d":"658 "},{"v":1570,"d":"1,570 "},{"v":3568,"d":"3,568 "},{"v":1323,"d":"1,323 "},{"v":5216,"d":"5,216 "},{"v":0,"d":"0 "},{"v":0.5715282056504175,"d":"1 "},{"$nulls":13},{"v":93,"d":"93 "},{"v":17,"d":"17 "},{"v":0,"d":"0 "},{"v":0,"d":"0 "},{"v":0,"d":"0 "},{"v":0,"d":"0 "},null,null,{"v":413.9,"d":"414 "},{"v":791.4,"d":"791 "},{"v":0,"d":"0 "},{"v":0,"d":"0 "},{"v":0,"d":"0 "},{"v":0,"d":"0 "},null,null,{"v":0,"d":"0 "},{"v":0,"d":"0 "},{"v":17.289,"d":"17 "},{"v":0,"d":"0 "},{"v":0,"d":"0 "},{"v":0,"d":"0 "},null,{"v":0,"d":"0 "},{"v":0,"d":"0 "},{"v":2,"d":"2 "},{"v":0,"d":"0 "},{"v":0,"d":"0 "},{"v":0,"d":"0 "},null,17.289,0,0,0,0,0,0,0,0]
["07465_平成27年度",335,12,20,2015,"平成27年度","07465","中島村",null,{"v":17.01008295919098,"d":"17 "},{"v":0.3573158843060499,"d":"0 "},{"v":4.388380684392923,"d":"4 "},{"v":4.141040802232437,"d":"4 "},{"v":6.922602208158436,"d":"7 "},{"v":6.259978852128017,"d":"6 "},{"v":6.683643948645759,"d":"7 "},{"v":0.377873787832353,"d":"0 "},{"v":0,"d":"0 "},{"v":0.6619330394115954,"d":"1 "},null,{"v":2075729,"d":"2,075,729 "},{"v":153,"d":"153 "},{"v":94,"d":"94 "},{"v":658,"d":"658 "},{"v":1597,"d":"1,597 "},{"v":3637,"d":"3,637 "},{"v":1330,"d":"1,330 "},{"v":5201,"d":"5,201 "},{"v":0,"d":"0 "},{"v":0.6619330394115954,"d":"1 "},null,{"v":18093458.45515348,"d":"18,093,458 "},{"v":262754.3259367141,"d":"262,754 "},{"v":763287.5654837919,"d":"763,288 "},{"v":4636347.097553558,"d":"4,636,347 "},{"v":9212866.133528547,"d":"9,212,866 "},{"v":0,"d":"0 "},{"v":0,"d":"0 "},{"v":712775.2326255671,"d":"712,775 "},{"v":0,"d":"0 "},{"v":0,"d":"0 "},{"v":33681488.81028166,"d":"33,681,489 "},null,{"v":110,"d":"110 "},{"v":27,"d":"27 "},{"v":0,"d":"0 "},{"v":0,"d":"0 "},{"v":0,"d":"0 "},{"v":0,"d":"0 "},null,null,{"v":507.3,"d":"507 "},{"v":2067.1,"d":"2,067 "},{"v":0,"d":"0 "},{"v":0,"d":"0 "},{"v":0,"d":"0 "},{"v":0,"d":"0 "},null,null,{"v":0,"d":"0 "},{"v":0,"d":"0 "},{"v":11.252,"d":"11 "},{"v":0,"d":"0 "},{"v":0,"d":"0 "},{"v":0,"d":"0 "},null,{"v":0,"d":"0 "},{"v":0,"d":"0 "},{"v":2,"d":"2 "},{"v":0,"d":"0 "},{"v":0,"d":"0 "},{"v":0,"d":"0 "},null,11.252,0,0,0,0,0,0,0,0]
["07465_平成28年度",336,13,20,2016,"平成28年度","07465","中島村",null,{"v":18.41013369025919,"d":"18 "},{"v":0.36704482205246697,"d":"0 "},{"v":4.811392146501887,"d":"5 "},{"v":3.025338483516173,"d":"3 "},{"v":6.557792739501976,"d":"7 "},{"v":6.195862958874309,"d":"6 "},{"v":6.500969947773242,"d":"7 "},{"v":0.36771033699389943,"d":"0 "},{"v":0,"d":"0 "},{"v":0.6214272209014632,"d":"1 "},null,{"v":2213804,"d":"2,213,804 "},{"v":153,"d":"153 "},{"v":94,"d":"94 "},{"v":658,"d":"658 "},{"v":1626,"d":"1,626 "},{"v":3644,"d":"3,644 "},{"v":1338,"d":"1,338 "},{"v":5206,"d":"5,206 "},{"v":0,"d":"0 "},{"v":0.6214272209014632,"d":"1 "},null,{"v":20444778.08008533,"d":"20,444,778 "},{"v":259003.8079911474,"d":"259,004 "},{"v":671548.2542912301,"d":"671,548 "},{"v":4129689.94333886,"d":"4,129,690 "},{"v":8359912.60765463,"d":"8,359,913 "},{"v":0,"d":"0 "},{"v":0,"d":"0 "},{"v":714014.7504259461,"d":"714,015 "},{"v":0,"d":"0 "},{"v":0,"d":"0 "},{"v":34578947.44378714,"d":"34,578,947 "},null,{"v":123,"d":"123 "},{"v":29,"d":"29 "},{"v":0,"d":"0 "},{"v":0,"d":"0 "},{"v":0,"d":"0 "},{"v":0,"d":"0 "},null,null,{"v":570.5999999999999,"d":"571 "},{"v":2163.3,"d":"2,163 "},{"v":0,"d":"0 "},{"v":0,"d":"0 "},{"v":0,"d":"0 "},{"v":0,"d":"0 "},null,null,{"v":0,"d":"0 "},{"v":0,"d":"0 "},{"v":9.606,"d":"10 "},{"v":0,"d":"0 "},{"v":0,"d":"0 "},{"v":0,"d":"0 "},null,{"v":0,"d":"0 "},{"v":0,"d":"0 "},{"v":2,"d":"2 "},{"v":0,"d":"0 "},{"v":0,"d":"0 "},{"v":0,"d":"0 "},null,9.606,0,0,0,0,0,0,0,0]
["07465_平成29年度",337,14,20,2017,"平成29年度","07465","中島村",null,{"v":16.92333521291053,"d":"17 "},{"v":0.3772708180810821,"d":"0 "},{"v":4.984752067456533,"d":"5 "},{"v":2.804133163716788,"d":"3 "},{"v":7.048826836117595,"d":"7 "},{"v":6.104796520491163,"d":"6 "},{"v":6.377713582251453,"d":"6 "},{"v":0.353534998442038,"d":"0 "},{"v":0,"d":"0 "},{"v":0.5618899710112925,"d":"1 "},null,{"v":2151436,"d":"2,151,436 "},{"v":153,"d":"153 "},{"v":94,"d":"94 "},{"v":658,"d":"658 "},{"v":1647,"d":"1,647 "},{"v":3650,"d":"3,650 "},{"v":1321,"d":"1,321 "},{"v":5176,"d":"5,176 "},{"v":0,"d":"0 "},{"v":0.5618899710112925,"d":"1 "},null,{"v":19206758.52273671,"d":"19,206,759 "},{"v":271311.0450080587,"d":"271,311 "},{"v":940406.8506093982,"d":"940,407 "},{"v":4051001.233438715,"d":"4,051,001 "},{"v":9316996.730342003,"d":"9,316,997 "},{"v":0,"d":"0 "},{"v":0,"d":"0 "},{"v":711010.9821400208,"d":"711,011 "},{"v":0,"d":"0 "},{"v":0,"d":"0 "},{"v":34497485.364274904,"d":"34,497,485 "},null,{"v":131,"d":"131 "},{"v":31,"d":"31 "},{"v":0,"d":"0 "},{"v":0,"d":"0 "},{"v":0,"d":"0 "},{"v":0,"d":"0 "},null,null,{"v":616.2,"d":"616 "},{"v":2646.5,"d":"2,647 "},{"v":0,"d":"0 "},{"v":0,"d":"0 "},{"v":0,"d":"0 "},{"v":0,"d":"0 "},null,null,{"v":0,"d":"0 "},{"v":0,"d":"0 "},{"v":10.285,"d":"10 "},{"v":0,"d":"0 "},{"v":0,"d":"0 "},{"v":0,"d":"0 "},null,{"v":0,"d":"0 "},{"v":0,"d":"0 "},{"v":2,"d":"2 "},{"v":0,"d":"0 "},{"v":0,"d":"0 "},{"v":0,"d":"0 "},null,10.285,0,0,0,0,0,0,0,0]
["07465_平成30年度",338,15,20,2018,"平成30年度","07465","中島村",null,{"v":18.056242212534656,"d":"18 "},{"v":0.35859278896969765,"d":"0 "},{"v":4.520142416102067,"d":"5 "},{"v":2.974217983404244,"d":"3 "},{"v":6.540760890925424,"d":"7 "},{"v":6.019640939959586,"d":"6 "},{"v":6.333347848133022,"d":"6 "},{"v":0.323115488572255,"d":"0 "},{"v":0,"d":"0 "},{"v":0.5335600215555306,"d":"1 "},null,{"v":2213744,"d":"2,213,744 "},{"v":153,"d":"153 "},{"v":94,"d":"94 "},{"v":658,"d":"658 "},{"v":1665,"d":"1,665 "},{"v":3668,"d":"3,668 "},{"v":1325,"d":"1,325 "},{"v":5098,"d":"5,098 "},{"v":0,"d":"0 "},{"v":0.5335600215555306,"d":"1 "},null,{"v":20679216.6090429,"d":"20,679,217 "},{"v":241136.0579911267,"d":"241,136 "},{"v":891629.9135663076,"d":"891,630 "},{"v":4040749.321966112,"d":"4,040,749 "},{"v":8278823.45170451,"d":"8,278,823 "},{"v":0,"d":"0 "},{"v":0,"d":"0 "},{"v":701745.3624079858,"d":"701,745 "},{"v":0,"d":"0 "},{"v":0,"d":"0 "},{"v":34833300.71667894,"d":"34,833,301 "},null,{"v":141,"d":"141 "},{"v":32,"d":"32 "},{"v":0,"d":"0 "},{"v":0,"d":"0 "},{"v":0,"d":"0 "},{"v":0,"d":"0 "},null,null,{"v":678.2,"d":"678 "},{"v":2695.9,"d":"2,696 "},{"v":0,"d":"0 "},{"v":0,"d":"0 "},{"v":0,"d":"0 "},{"v":0,"d":"0 "},null,null,{"v":0,"d":"0 "},{"v":0,"d":"0 "},{"v":11.742,"d":"12 "},{"v":0,"d":"0 "},{"v":0,"d":"0 "},{"v":0,"d":"0 "},null,{"v":0,"d":"0 "},{"v":0,"d":"0 "},{"v":2,"d":"2 "},{"v":0,"d":"0 "},{"v":0,"d":"0 "},{"v":0,"d":"0 "},null,11.742,0,0,0,0,0,0,0,0]
["07465_令和元年度",339,16,20,2019,"令和元年度","07465","中島村",null,{"v":19.106454349679026,"d":"19 "},{"v":0.33193880089784206,"d":"0 "},{"v":4.564677533011277,"d":"5 "},{"v":2.9776394600292457,"d":"3 "},{"v":6.494729777040518,"d":"6 "},{"v":5.849214086731003,"d":"6 "},{"v":6.3329515828818925,"d":"6 "},{"v":0.313302784624758,"d":"0 "},{"v":0,"d":"0 "},{"v":0.5939302978387486,"d":"1 "},null,{"v":2346632,"d":"2,346,632 "},{"v":153,"d":"153 "},{"v":94,"d":"94 "},{"v":658,"d":"658 "},{"v":1698,"d":"1,698 "},{"v":3662,"d":"3,662 "},{"v":1315,"d":"1,315 "},{"v":5077,"d":"5,077 "},{"v":0,"d":"0 "},{"v":0.5939302978387486,"d":"1 "},null,{"v":23153188.32163965,"d":"23,153,188 "},{"v":233490.9058949769,"d":"233,491 "},{"v":935996.876202544,"d":"935,997 "},{"v":4316889.417291994,"d":"4,316,889 "},{"v":8781230.388708316,"d":"8,781,230 "},{"v":0,"d":"0 "},{"v":0,"d":"0 "},{"v":691449.1803644627,"d":"691,449 "},{"v":0,"d":"0 "},{"v":0,"d":"0 "},{"v":38112245.09010194,"d":"38,112,245 "},null,{"v":146,"d":"146 "},{"v":32,"d":"32 "},{"v":0,"d":"0 "},{"v":0,"d":"0 "},{"v":0,"d":"0 "},{"v":0,"d":"0 "},null,null,{"v":716.8,"d":"717 "},{"v":2696,"d":"2,696 "},{"v":0,"d":"0 "},{"v":0,"d":"0 "},{"v":0,"d":"0 "},{"v":0,"d":"0 "},null,null,{"v":0,"d":"0 "},{"v":0,"d":"0 "},{"v":10.183,"d":"10 "},{"v":0,"d":"0 "},{"v":0,"d":"0 "},{"v":0,"d":"0 "},null,{"v":0,"d":"0 "},{"v":0,"d":"0 "},{"v":2,"d":"2 "},{"v":0,"d":"0 "},{"v":0,"d":"0 "},{"v":0,"d":"0 "},null,10.183,0,0,0,0,0,0,0,0]
["07465_令和2年度",340,17,20,2020,"令和2年度","07465","中島村",null,{"v":19.79681391225043,"d":"20 "},{"v":0.3719847317099109,"d":"0 "},{"v":3.096977763400693,"d":"3 "},{"v":3.0392957029249175,"d":"3 "},{"v":5.8128822712526285,"d":"6 "},{"v":5.116341896961961,"d":"5 "},{"v":5.962742781529868,"d":"6 "},{"v":0.29421400976061,"d":"0 "},{"v":0,"d":"0 "},{"v":0.6875183502924747,"d":"1 "},null,{"v":2566841,"d":"2,566,841 "},{"v":170,"d":"170 "},{"v":78,"d":"78 "},{"v":804,"d":"804 "},{"v":1704,"d":"1,704 "},{"v":3656,"d":"3,656 "},{"v":1316,"d":"1,316 "},{"v":4990,"d":"4,990 "},{"v":0,"d":"0 "},{"v":0.6875183502924747,"d":"1 "},null,{"v":24050085.37440678,"d":"24,050,085 "},{"v":254535.1092276058,"d":"254,535 "},{"v":639887.9174306771,"d":"639,888 "},{"v":4512984.177871077,"d":"4,512,984 "},{"v":8604436.66484157,"d":"8,604,437 "},null,null,{"v":651250.4400563159,"d":"651,250 "},null,null,{"v":38713179.683834024,"d":"38,713,180 "},null,{"v":161,"d":"161 "},{"v":33,"d":"33 "},{"v":0,"d":"0 "},{"v":0,"d":"0 "},{"v":0,"d":"0 "},{"v":0,"d":"0 "},null,null,{"v":798.4000000000001,"d":"798 "},{"v":2707,"d":"2,707 "},{"v":0,"d":"0 "},{"v":0,"d":"0 "},{"v":0,"d":"0 "},{"v":0,"d":"0 "},null,null,{"v":0,"d":"0 "},{"v":0,"d":"0 "},{"v":9.253,"d":"9 "},{"v":0,"d":"0 "},{"v":0,"d":"0 "},{"v":0,"d":"0 "},null,{"v":0,"d":"0 "},{"v":0,"d":"0 "},{"v":2,"d":"2 "},{"v":0,"d":"0 "},{"v":0,"d":"0 "},{"v":0,"d":"0 "},null,9.253,0,0,0,0,0,0,0,0]
["07465_令和3年度",340,18,20,2021,"令和3年度","07465","中島村",null,{"v":20.342708654151917,"d":"20 "},{"v":0.40738333260509546,"d":"0 "},{"v":2.550372930058105,"d":"3 "},{"v":3.3338219290335345,"d":"3 "},{"v":6.496506818085043,"d":"6 "},{"v":4.954049507117676,"d":"5 "},{"v":6.189284388968424,"d":"6 "},{"v":0.285804890710449,"d":"0 "},{"v":0,"d":"0 "},{"v":0.7366417741009503,"d":"1 "},null,{"v":2735727,"d":"2,735,727 "},{"v":170,"d":"170 "},{"v":78,"d":"78 "},{"v":804,"d":"804 "},{"v":1709,"d":"1,709 "},{"v":3645,"d":"3,645 "},{"v":1332,"d":"1,332 "},{"v":4895,"d":"4,895 "},{"v":0,"d":"0 "},{"v":0.7366417741009503,"d":"1 "},null,{"v":25019790.46801787,"d":"25,019,790 "},{"v":272557.86025039543,"d":"272,558 "},{"v":510955.2341337551,"d":"510,955 "},{"v":4998890.634513316,"d":"4,998,891 "},{"v":8914312.758840416,"d":"8,914,313 "},{"v":0,"d":"0 "},{"v":0,"d":"0 "},{"v":642536.7308191953,"d":"642,537 "},{"v":0,"d":"0 "},{"v":0,"d":"0 "},{"v":40359043.68657494,"d":"40,359,044 "},null,{"v":165,"d":"165 "},{"v":37,"d":"37 "},{"v":0,"d":"0 "},{"v":0,"d":"0 "},{"v":0,"d":"0 "},{"v":0,"d":"0 "},null,null,{"v":834,"d":"834 "},{"v":2905,"d":"2,905 "},{"v":0,"d":"0 "},{"v":0,"d":"0 "},{"v":0,"d":"0 "},{"v":0,"d":"0 "},null,null,{"v":0,"d":"0 "},{"v":0,"d":"0 "},{"v":8.81,"d":"9 "},{"v":0,"d":"0 "},{"v":0,"d":"0 "},{"v":0,"d":"0 "},null,{"v":0,"d":"0 "},{"v":0,"d":"0 "},{"v":2,"d":"2 "},{"v":0,"d":"0 "},{"v":0,"d":"0 "},{"v":0,"d":"0 "},null,8.81,0,0,0,0,0,0,0,0]
["07465_令和4年度",340,19,20,2022,"令和4年度","07465","中島村",null,{"v":13.305606761379668,"d":"13 "},{"v":0.3650105508605309,"d":"0 "},{"v":2.3362462727180264,"d":"2 "},{"v":3.317810294444367,"d":"3 "},{"v":6.283997358429713,"d":"6 "},{"v":5.251390116749185,"d":"5 "},{"v":6.0505806892015634,"d":"6 "},{"v":0.28610743458442955,"d":"0 "},{"v":0,"d":"0 "},{"v":0.6675335155115647,"d":"1 "},null,{"v":2161246,"d":"2,161,246 "},{"v":170,"d":"170 "},{"v":78,"d":"78 "},{"v":804,"d":"804 "},{"v":1713,"d":"1,713 "},{"v":3671,"d":"3,671 "},{"v":1322,"d":"1,322 "},{"v":4860,"d":"4,860 "},{"v":0,"d":"0 "},{"v":0.6675335155115647,"d":"1 "},null,{"v":15211234.340552935,"d":"15,211,234 "},{"v":265060.90258355654,"d":"265,061 "},{"v":534807.8769283316,"d":"534,808 "},{"v":4769243.892953125,"d":"4,769,244 "},{"v":9008908.964239275,"d":"9,008,909 "},{"v":0,"d":"0 "},{"v":0,"d":"0 "},{"v":627558.6508185817,"d":"627,559 "},{"v":0,"d":"0 "},{"v":0,"d":"0 "},{"v":30416814.628075805,"d":"30,416,815 "},null,{"v":170,"d":"170 "},{"v":39,"d":"39 "},{"v":0,"d":"0 "},{"v":0,"d":"0 "},{"v":0,"d":"0 "},{"v":0,"d":"0 "},null,null,{"v":865.8,"d":"866 "},{"v":12920.500000000002,"d":"12,921 "},{"v":0,"d":"0 "},{"v":0,"d":"0 "},{"v":0,"d":"0 "},{"v":0,"d":"0 "}]
["07465_令和5年度",340,20,20,2023,"令和5年度","07465","中島村",{"$nulls":35},{"v":179,"d":"179 "},{"v":39,"d":"39 "},{"v":0,"d":"0 "},{"v":0,"d":"0 "},{"v":0,"d":"0 "},{"v":0,"d":"0 "},null,null,{"v":926.3,"d":"926 "},{"v":3003.9999999999995,"d":"3,004 "},{"v":0,"d":"0 "},{"v":0,"d":"0 "},{"v":0,"d":"0 "},{"v":0,"d":"0 "}]
["07465_令和6年度",340,21,20,2024,"令和6年度","07465","中島村"]
["01424_平成2年度",460,1,28,1990,"平成2年度","01424","奈井江町",null,{"v":66.35995228806651,"d":"66 "},{"v":6.050168844484153,"d":"6 "},{"v":7.86558965510668,"d":"8 "},{"v":5.072678895348785,"d":"5 "},{"v":13.05590154621305,"d":"13 "},{"v":5.990590682174992,"d":"6 "},{"v":7.400815072814838,"d":"7 "},{"v":0.497332939883244,"d":"0 "},{"v":0,"d":"0 "},{"v":0.4049844047652165,"d":"0 "},null,{"v":1863152,"d":"1,863,152 "},{"v":1107,"d":"1,107 "},{"v":92,"d":"92 "},{"v":1701,"d":"1,701 "},{"v":2793,"d":"2,793 "},{"v":2464,"d":"2,464 "},{"v":1797,"d":"1,797 "},{"v":8075,"d":"8,075 "},{"v":0,"d":"0 "},{"v":0.4049844047652165,"d":"0 "},{"$nulls":29},"","","","","","",null,"","","","","",""]
["01424_平成17年度",461,2,28,2005,"平成17年度","01424","奈井江町",null,{"v":57.30695972286732,"d":"57 "},{"v":2.563624861565705,"d":"3 "},{"v":10.36049392869177,"d":"10 "},{"v":7.59865705827963,"d":"8 "},{"v":15.04328354256645,"d":"15 "},{"v":7.292536866584999,"d":"7 "},{"v":5.999195565084825,"d":"6 "},{"v":0.409159931151612,"d":"0 "},{"v":0,"d":"0 "},{"v":0,"d":"0 "},null,{"v":1769947,"d":"1,769,947 "},{"v":782,"d":"782 "},{"v":92,"d":"92 "},{"v":1234,"d":"1,234 "},{"v":3067,"d":"3,067 "},{"v":3471,"d":"3,471 "},{"v":1193,"d":"1,193 "},{"v":6945,"d":"6,945 "},{"v":0,"d":"0 "},{"v":0,"d":"0 "},{"$nulls":29},"","","","","","",null,"","","","","",""]
["01424_平成18年度",462,3,28,2006,"平成18年度","01424","奈井江町",null,"","","","","","","","","","",null,"","","","","","","","","","",null,"","","","","","","","","","",null,null,"","","","","","","",null,"","","","","","","",null,"","","","","","",null,"","","","","",""]
["01424_平成19年度",463,4,28,2007,"平成19年度","01424","奈井江町",null,{"v":71.5619263326819,"d":"72 "},{"v":2.145974842609739,"d":"2 "},{"v":7.960675207782943,"d":"8 "},{"v":7.797039312101471,"d":"8 "},{"v":14.93042042288465,"d":"15 "},{"v":6.930194890510636,"d":"7 "},{"v":5.714175078223931,"d":"6 "},{"v":0.41595564463173,"d":"0 "},{"v":0,"d":"0 "},{"v":0,"d":"0 "},null,{"v":2350109,"d":"2,350,109 "},{"v":714,"d":"714 "},{"v":97,"d":"97 "},{"v":1586,"d":"1,586 "},{"v":3052,"d":"3,052 "},{"v":3429,"d":"3,429 "},{"v":1119,"d":"1,119 "},{"v":6687,"d":"6,687 "},{"v":0,"d":"0 "},{"v":0,"d":"0 "},{"$nulls":29},"","","","","","",null,"","","","","",""]
["01424_平成20年度",464,5,28,2008,"平成20年度","01424","奈井江町",null,{"v":70.5180905566736,"d":"71 "},{"v":1.883430860554773,"d":"2 "},{"v":6.873742590677618,"d":"7 "},{"v":9.123291025165427,"d":"9 "},{"v":15.04214173248523,"d":"15 "},{"v":6.540955531570798,"d":"7 "},{"v":5.580145885000785,"d":"6 "},{"v":0.397780918810456,"d":"0 "},{"v":0,"d":"0 "},{"v":0,"d":"0 "},null,{"v":2433218,"d":"2,433,218 "},{"v":714,"d":"714 "},{"v":97,"d":"97 "},{"v":1586,"d":"1,586 "},{"v":3034,"d":"3,034 "},{"v":3350,"d":"3,350 "},{"v":1094,"d":"1,094 "},{"v":6500,"d":"6,500 "},{"v":0,"d":"0 "},{"v":0,"d":"0 "},{"$nulls":29},"","","","","","",null,"","","","","",""]
["01424_平成21年度",465,6,28,2009,"平成21年度","01424","奈井江町",null,{"v":46.41619115616339,"d":"46 "},{"v":1.451643108203142,"d":"1 "},{"v":5.627394132433554,"d":"6 "},{"v":7.096511116528518,"d":"7 "},{"v":12.90310122213122,"d":"13 "},{"v":6.541721512203067,"d":"7 "},{"v":5.569640160662829,"d":"6 "},{"v":0.373744364424127,"d":"0 "},{"v":0,"d":"0 "},{"v":0,"d":"0 "},null,{"v":1617376,"d":"1,617,376 "},{"v":674,"d":"674 "},{"v":91,"d":"91 "},{"v":1558,"d":"1,558 "},{"v":3030,"d":"3,030 "},{"v":3307,"d":"3,307 "},{"v":1121,"d":"1,121 "},{"v":6411,"d":"6,411 "},{"v":0,"d":"0 "},{"v":0,"d":"0 "},{"$nulls":29},{"v":0,"d":"0 "},{"v":0,"d":"0 "},{"v":15.562,"d":"16 "},{"v":112,"d":"112 "},{"v":0,"d":"0 "},{"v":0,"d":"0 "},null,{"v":0,"d":"0 "},{"v":0,"d":"0 "},{"v":2,"d":"2 "},{"v":1,"d":"1 "},{"v":0,"d":"0 "},{"v":0,"d":"0 "},null,127.562,0,0,0,0,0,0,0,0]
["01424_平成22年度",466,7,28,2010,"平成22年度","01424","奈井江町",null,{"v":61.35049594747255,"d":"61 "},{"v":1.51392763346348,"d":"2 "},{"v":5.123192297328802,"d":"5 "},{"v":6.352367184380102,"d":"6 "},{"v":12.62002586611409,"d":"13 "},{"v":6.48980510717649,"d":"6 "},{"v":5.523755818889604,"d":"6 "},{"v":0.383285487066544,"d":"0 "},{"v":0,"d":"0 "},{"v":0,"d":"0 "},null,{"v":2393048,"d":"2,393,048 "},{"v":674,"d":"674 "},{"v":91,"d":"91 "},{"v":1558,"d":"1,558 "},{"v":3014,"d":"3,014 "},{"v":3296,"d":"3,296 "},{"v":1084,"d":"1,084 "},{"v":6300,"d":"6,300 "},{"v":0,"d":"0 "},{"v":0,"d":"0 "},{"$nulls":29},{"v":0,"d":"0 "},{"v":0,"d":"0 "},{"v":14.982,"d":"15 "},{"v":91.314,"d":"91 "},{"v":0,"d":"0 "},{"v":0,"d":"0 "},null,{"v":0,"d":"0 "},{"v":0,"d":"0 "},{"v":2,"d":"2 "},{"v":1,"d":"1 "},{"v":0,"d":"0 "},{"v":0,"d":"0 "},null,106.296,0,0,0,0,0,0,0,0]
["01424_平成23年度",467,8,28,2011,"平成23年度","01424","奈井江町",null,{"v":64.10132655947614,"d":"64 "},{"v":2.121294214971498,"d":"2 "},{"v":4.780311714000485,"d":"5 "},{"v":8.024825686744745,"d":"8 "},{"v":15.00901846382745,"d":"15 "},{"v":6.249674247554708,"d":"6 "},{"v":5.156292963197303,"d":"5 "},{"v":0.434185357639153,"d":"0 "},{"v":0,"d":"0 "},{"v":0,"d":"0 "},null,{"v":2354818,"d":"2,354,818 "},{"v":674,"d":"674 "},{"v":91,"d":"91 "},{"v":1558,"d":"1,558 "},{"v":2978,"d":"2,978 "},{"v":3243,"d":"3,243 "},{"v":1042,"d":"1,042 "},{"v":6187,"d":"6,187 "},{"v":0,"d":"0 "},{"v":0,"d":"0 "},{"$nulls":29},{"v":0,"d":"0 "},{"v":0,"d":"0 "},{"v":13.82,"d":"14 "},{"v":130.491,"d":"130 "},{"v":0,"d":"0 "},{"v":0,"d":"0 "},null,{"v":0,"d":"0 "},{"v":0,"d":"0 "},{"v":2,"d":"2 "},{"v":1,"d":"1 "},{"v":0,"d":"0 "},{"v":0,"d":"0 "},null,144.311,0,0,0,0,0,0,0,0]
["01424_平成24年度",468,9,28,2012,"平成24年度","01424","奈井江町",null,{"v":67.78099257020791,"d":"68 "},{"v":2.389719976393628,"d":"2 "},{"v":4.823192373062859,"d":"5 "},{"v":9.966808005361987,"d":"10 "},{"v":16.49862576863982,"d":"16 "},{"v":6.16034338959121,"d":"6 "},{"v":5.101027309987883,"d":"5 "},{"v":0.463194096757032,"d":"0 "},{"v":0,"d":"0 "},{"v":0.1290207962802363,"d":"0 "},null,{"v":2385754,"d":"2,385,754 "},{"v":674,"d":"674 "},{"v":91,"d":"91 "},{"v":1558,"d":"1,558 "},{"v":2980,"d":"2,980 "},{"v":3222,"d":"3,222 "},{"v":1025,"d":"1,025 "},{"v":6075,"d":"6,075 "},{"v":0,"d":"0 "},{"v":0.1290207962802363,"d":"0 "},{"$nulls":29},{"v":0,"d":"0 "},{"v":0,"d":"0 "},{"v":17.411,"d":"17 "},{"v":164.706,"d":"165 "},{"v":0,"d":"0 "},{"v":0,"d":"0 "},null,{"v":0,"d":"0 "},{"v":0,"d":"0 "},{"v":2,"d":"2 "},{"v":1,"d":"1 "},{"v":0,"d":"0 "},{"v":0,"d":"0 "},null,178.88,0,0,0,3.237,0,0,0,0]
["01424_平成25年度",469,10,28,2013,"平成25年度","01424","奈井江町",null,{"v":66.95256827907743,"d":"67 "},{"v":1.97511171174434,"d":"2 "},{"v":4.25925918195543,"d":"4 "},{"v":9.269369733437271,"d":"9 "},{"v":15.80156831743453,"d":"16 "},{"v":5.897050933820613,"d":"6 "},{"v":5.1751970210032745,"d":"5 "},{"v":0.463123749168635,"d":"0 "},{"v":0,"d":"0 "},{"v":0.5666668551059006,"d":"1 "},null,{"v":2399498,"d":"2,399,498 "},{"v":674,"d":"674 "},{"v":91,"d":"91 "},{"v":1558,"d":"1,558 "},{"v":2945,"d":"2,945 "},{"v":3222,"d":"3,222 "},{"v":1036,"d":"1,036 "},{"v":5987,"d":"5,987 "},{"v":0,"d":"0 "},{"v":0.5666668551059006,"d":"1 "},{"$nulls":29},{"v":0,"d":"0 "},{"v":0,"d":"0 "},{"v":24.88,"d":"25 "},{"v":147.434,"d":"147 "},{"v":0,"d":"0 "},{"v":0,"d":"0 "},null,{"v":0,"d":"0 "},{"v":0,"d":"0 "},{"v":2,"d":"2 "},{"v":1,"d":"1 "},{"v":0,"d":"0 "},{"v":0,"d":"0 "},null,172.314,0,0,0,0,0,0,0,0]
["01424_平成26年度",470,11,28,2014,"平成26年度","01424","奈井江町",null,{"v":65.88455346733156,"d":"66 "},{"v":1.753789297963053,"d":"2 "},{"v":3.393126583012656,"d":"3 "},{"v":9.268163946113637,"d":"9 "},{"v":16.5897852560763,"d":"17 "},{"v":5.5608242974633395,"d":"6 "},{"v":5.1468622850708545,"d":"5 "},{"v":0.434171866553617,"d":"0 "},{"v":0,"d":"0 "},{"v":0.6864776783141793,"d":"1 "},null,{"v":2622411,"d":"2,622,411 "},{"v":520,"d":"520 "},{"v":74,"d":"74 "},{"v":1481,"d":"1,481 "},{"v":2920,"d":"2,920 "},{"v":3200,"d":"3,200 "},{"v":1025,"d":"1,025 "},{"v":5850,"d":"5,850 "},{"v":0,"d":"0 "},{"v":0.6864776783141793,"d":"1 "},{"$nulls":13},{"v":10,"d":"10 "},{"v":7,"d":"7 "},{"v":0,"d":"0 "},{"v":0,"d":"0 "},{"v":0,"d":"0 "},{"v":0,"d":"0 "},null,null,{"v":61.59999999999999,"d":"62 "},{"v":1971.5,"d":"1,972 "},{"v":0,"d":"0 "},{"v":0,"d":"0 "},{"v":0,"d":"0 "},{"v":0,"d":"0 "},null,null,{"v":0,"d":"0 "},{"v":0,"d":"0 "},{"v":22.67,"d":"23 "},{"v":154.897,"d":"155 "},{"v":0,"d":"0 "},{"v":0,"d":"0 "},null,{"v":0,"d":"0 "},{"v":0,"d":"0 "},{"v":1,"d":"1 "},{"v":1,"d":"1 "},{"v":0,"d":"0 "},{"v":0,"d":"0 "},null,177.567,0,0,0,0,0,0,0,0]
["01424_平成27年度",471,12,28,2015,"平成27年度","01424","奈井江町",null,{"v":64.1524283775162,"d":"64 "},{"v":1.681701625459502,"d":"2 "},{"v":3.571619712252767,"d":"4 "},{"v":8.96762372565769,"d":"9 "},{"v":15.17510085426976,"d":"15 "},{"v":5.456181732539404,"d":"5 "},{"v":5.085599756413165,"d":"5 "},{"v":0.4181241393915,"d":"0 "},{"v":0,"d":"0 "},{"v":0.546163188762283,"d":"1 "},null,{"v":2560133,"d":"2,560,133 "},{"v":520,"d":"520 "},{"v":74,"d":"74 "},{"v":1481,"d":"1,481 "},{"v":2902,"d":"2,902 "},{"v":3170,"d":"3,170 "},{"v":1012,"d":"1,012 "},{"v":5755,"d":"5,755 "},{"v":0,"d":"0 "},{"v":0.546163188762283,"d":"1 "},null,{"v":19757315.85555706,"d":"19,757,316 "},{"v":1120383.034583771,"d":"1,120,383 "},{"v":461817.0876700271,"d":"461,817 "},{"v":9419280.204211878,"d":"9,419,280 "},{"v":12853096.19933743,"d":"12,853,096 "},{"v":0,"d":"0 "},{"v":0,"d":"0 "},{"v":788698.6086829724,"d":"788,699 "},{"v":0,"d":"0 "},{"v":0,"d":"0 "},{"v":44400590.99004314,"d":"44,400,591 "},null,{"v":12,"d":"12 "},{"v":7,"d":"7 "},{"v":0,"d":"0 "},{"v":0,"d":"0 "},{"v":0,"d":"0 "},{"v":0,"d":"0 "},null,null,{"v":70.6,"d":"71 "},{"v":1971.5,"d":"1,972 "},{"v":0,"d":"0 "},{"v":0,"d":"0 "},{"v":0,"d":"0 "},{"v":0,"d":"0 "},null,null,{"v":0,"d":"0 "},{"v":0,"d":"0 "},{"v":22.629,"d":"23 "},{"v":153.237,"d":"153 "},{"v":0,"d":"0 "},{"v":0,"d":"0 "},null,{"v":0,"d":"0 "},{"v":0,"d":"0 "},{"v":1,"d":"1 "},{"v":1,"d":"1 "},{"v":0,"d":"0 "},{"v":0,"d":"0 "},null,172.675,0,0,0,3.191,0,0,0,0]
["01424_平成28年度",472,13,28,2016,"平成28年度","01424","奈井江町",null,{"v":62.19139970752472,"d":"62 "},{"v":1.5863122435379888,"d":"2 "},{"v":3.8407347355718495,"d":"4 "},{"v":7.6886973362007405,"d":"8 "},{"v":15.256589630985046,"d":"15 "},{"v":5.361019733625329,"d":"5 "},{"v":5.815890155070679,"d":"6 "},{"v":0.3989296933041767,"d":"0 "},{"v":0,"d":"0 "},{"v":0.5675515910365049,"d":"1 "},null,{"v":2362409,"d":"2,362,409 "},{"v":520,"d":"520 "},{"v":74,"d":"74 "},{"v":1481,"d":"1,481 "},{"v":2869,"d":"2,869 "},{"v":3153,"d":"3,153 "},{"v":1197,"d":"1,197 "},{"v":5648,"d":"5,648 "},{"v":0,"d":"0 "},{"v":0.5675515910365049,"d":"1 "},null,{"v":19488683.34735576,"d":"19,488,683 "},{"v":1067954.162326775,"d":"1,067,954 "},{"v":391412.7381157815,"d":"391,413 "},{"v":9402319.636707872,"d":"9,402,320 "},{"v":12621678.61253451,"d":"12,621,679 "},{"v":0,"d":"0 "},{"v":0,"d":"0 "},{"v":774636.0565512377,"d":"774,636 "},{"v":0,"d":"0 "},{"v":0,"d":"0 "},{"v":43746684.55359194,"d":"43,746,685 "},null,{"v":15,"d":"15 "},{"v":7,"d":"7 "},{"v":0,"d":"0 "},{"v":0,"d":"0 "},{"v":0,"d":"0 "},{"v":0,"d":"0 "},null,null,{"v":99.4,"d":"99 "},{"v":1971.5,"d":"1,972 "},{"v":0,"d":"0 "},{"v":0,"d":"0 "},{"v":0,"d":"0 "},{"v":0,"d":"0 "},null,null,{"v":0,"d":"0 "},{"v":0,"d":"0 "},{"v":22.307,"d":"22 "},{"v":166.395,"d":"166 "},{"v":0,"d":"0 "},{"v":0,"d":"0 "},null,{"v":0,"d":"0 "},{"v":0,"d":"0 "},{"v":1,"d":"1 "},{"v":1,"d":"1 "},{"v":0,"d":"0 "},{"v":0,"d":"0 "},null,185.45,0,0,0,3.252,0,0,0,0]
["01424_平成29年度",473,14,28,2017,"平成29年度","01424","奈井江町",null,{"v":65.39890033054269,"d":"65 "},{"v":1.6209735975108797,"d":"2 "},{"v":3.4670698645985785,"d":"3 "},{"v":7.709379705112079,"d":"8 "},{"v":14.736916279862028,"d":"15 "},{"v":5.270195571525386,"d":"5 "},{"v":5.716285300064889,"d":"6 "},{"v":0.377509261280747,"d":"0 "},{"v":0,"d":"0 "},{"v":0.5008406819325001,"d":"1 "},null,{"v":2444455,"d":"2,444,455 "},{"v":520,"d":"520 "},{"v":74,"d":"74 "},{"v":1481,"d":"1,481 "},{"v":2832,"d":"2,832 "},{"v":3151,"d":"3,151 "},{"v":1184,"d":"1,184 "},{"v":5527,"d":"5,527 "},{"v":0,"d":"0 "},{"v":0.5008406819325001,"d":"1 "},null,{"v":19815420.5134737,"d":"19,815,421 "},{"v":1071057.154585028,"d":"1,071,057 "},{"v":478152.0723185277,"d":"478,152 "},{"v":9169700.330476085,"d":"9,169,700 "},{"v":11297736.00250771,"d":"11,297,736 "},{"v":0,"d":"0 "},{"v":0,"d":"0 "},{"v":759226.7577835966,"d":"759,227 "},{"v":0,"d":"0 "},{"v":0,"d":"0 "},{"v":42591292.831144646,"d":"42,591,293 "},null,{"v":16,"d":"16 "},{"v":7,"d":"7 "},{"v":0,"d":"0 "},{"v":0,"d":"0 "},{"v":0,"d":"0 "},{"v":0,"d":"0 "},null,null,{"v":104.2,"d":"104 "},{"v":1971.5,"d":"1,972 "},{"v":0,"d":"0 "},{"v":0,"d":"0 "},{"v":0,"d":"0 "},{"v":0,"d":"0 "},null,null,{"v":0,"d":"0 "},{"v":0,"d":"0 "},{"v":23.061,"d":"23 "},{"v":144.382,"d":"144 "},{"v":0,"d":"0 "},{"v":0,"d":"0 "},null,{"v":0,"d":"0 "},{"v":0,"d":"0 "},{"v":1,"d":"1 "},{"v":1,"d":"1 "},{"v":0,"d":"0 "},{"v":0,"d":"0 "},null,167.443,0,0,0,0,0,0,0,0]
["01424_平成30年度",474,15,28,2018,"平成30年度","01424","奈井江町",null,{"v":73.92989290404854,"d":"74 "},{"v":1.5086873719137386,"d":"2 "},{"v":3.1805900299547116,"d":"3 "},{"v":7.747402954660908,"d":"8 "},{"v":13.486583382887552,"d":"13 "},{"v":5.1580511107668965,"d":"5 "},{"v":5.78366105376676,"d":"6 "},{"v":0.344474829421382,"d":"0 "},{"v":0,"d":"0 "},{"v":0.5325189500927761,"d":"1 "},null,{"v":2887346,"d":"2,887,346 "},{"v":520,"d":"520 "},{"v":74,"d":"74 "},{"v":1481,"d":"1,481 "},{"v":2815,"d":"2,815 "},{"v":3143,"d":"3,143 "},{"v":1210,"d":"1,210 "},{"v":5435,"d":"5,435 "},{"v":0,"d":"0 "},{"v":0.5325189500927761,"d":"1 "},null,{"v":23495124.54493356,"d":"23,495,125 "},{"v":969050.5046052089,"d":"969,051 "},{"v":450658.38699421,"d":"450,658 "},{"v":9373306.782190533,"d":"9,373,307 "},{"v":10431900.28375617,"d":"10,431,900 "},{"v":0,"d":"0 "},{"v":0,"d":"0 "},{"v":748133.7867178115,"d":"748,134 "},{"v":0,"d":"0 "},{"v":0,"d":"0 "},{"v":45468174.2891975,"d":"45,468,174 "},null,{"v":20,"d":"20 "},{"v":8,"d":"8 "},{"v":0,"d":"0 "},{"v":0,"d":"0 "},{"v":0,"d":"0 "},{"v":0,"d":"0 "},null,null,{"v":126.8,"d":"127 "},{"v":2000,"d":"2,000 "},{"v":0,"d":"0 "},{"v":0,"d":"0 "},{"v":0,"d":"0 "},{"v":0,"d":"0 "},null,null,{"v":0,"d":"0 "},{"v":0,"d":"0 "},{"v":26.129,"d":"26 "},{"v":178.162,"d":"178 "},{"v":0,"d":"0 "},{"v":0,"d":"0 "},null,{"v":0,"d":"0 "},{"v":0,"d":"0 "},{"v":1,"d":"1 "},{"v":1,"d":"1 "},{"v":0,"d":"0 "},{"v":0,"d":"0 "},null,200.822,0,0,0,3.469,0,0,0,0]
["01424_令和元年度",475,16,28,2019,"令和元年度","01424","奈井江町",null,{"v":65.46255378461025,"d":"65 "},{"v":1.3999507886157656,"d":"1 "},{"v":3.1948401585413864,"d":"3 "},{"v":6.950123937368521,"d":"7 "},{"v":13.551291169321521,"d":"14 "},{"v":4.93237932818824,"d":"5 "},{"v":4.96522667828991,"d":"5 "},{"v":0.329224021267103,"d":"0 "},{"v":0,"d":"0 "},{"v":0.47174299439469125,"d":"0 "},null,{"v":2689470,"d":"2,689,470 "},{"v":520,"d":"520 "},{"v":74,"d":"74 "},{"v":1481,"d":"1,481 "},{"v":2794,"d":"2,794 "},{"v":3088,"d":"3,088 "},{"v":1031,"d":"1,031 "},{"v":5335,"d":"5,335 "},{"v":0,"d":"0 "},{"v":0.4717429943946913,"d":"0 "},null,{"v":21474961.0261566,"d":"21,474,961 "},{"v":968763.5415546113,"d":"968,764 "},{"v":486576.4453241445,"d":"486,576 "},{"v":9185062.519324245,"d":"9,185,063 "},{"v":10921948.82051819,"d":"10,921,949 "},{"v":0,"d":"0 "},{"v":0,"d":"0 "},{"v":726586.8381415025,"d":"726,587 "},{"v":0,"d":"0 "},{"v":0,"d":"0 "},{"v":43763899.19101929,"d":"43,763,899 "},null,{"v":24,"d":"24 "},{"v":8,"d":"8 "},{"v":0,"d":"0 "},{"v":0,"d":"0 "},{"v":0,"d":"0 "},{"v":0,"d":"0 "},null,null,{"v":151.5,"d":"152 "},{"v":2000.3,"d":"2,000 "},{"v":0,"d":"0 "},{"v":0,"d":"0 "},{"v":0,"d":"0 "},{"v":0,"d":"0 "},null,null,{"v":0,"d":"0 "},{"v":0,"d":"0 "},{"v":23.3,"d":"23 "},{"v":4.776,"d":"5 "},{"v":0,"d":"0 "},{"v":0,"d":"0 "},null,{"v":0,"d":"0 "},{"v":0,"d":"0 "},{"v":1,"d":"1 "},{"v":1,"d":"1 "},{"v":0,"d":"0 "},{"v":0,"d":"0 "},null,28.076,0,0,0,0,0,0,0,0]
["01424_令和2年度",476,17,28,2020,"令和2年度","01424","奈井江町",null,{"v":53.91456103977364,"d":"54 "},{"v":1.3269182068649374,"d":"1 "},{"v":5.781949547938007,"d":"6 "},{"v":5.797065944543448,"d":"6 "},{"v":12.287160610825973,"d":"12 "},{"v":4.318662771888568,"d":"4 "},{"v":4.73938370021295,"d":"5 "},{"v":0.308659386993345,"d":"0 "},{"v":0,"d":"0 "},{"v":0.5519851302874778,"d":"1 "},null,{"v":2510933,"d":"2,510,933 "},{"v":456,"d":"456 "},{"v":119,"d":"119 "},{"v":1299,"d":"1,299 "},{"v":2764,"d":"2,764 "},{"v":3086,"d":"3,086 "},{"v":1046,"d":"1,046 "},{"v":5235,"d":"5,235 "},{"v":0,"d":"0 "},{"v":0.5519851302874778,"d":"1 "},null,{"v":19605132.43747177,"d":"19,605,132 "},{"v":850157.2859002006,"d":"850,157 "},{"v":847913.0029715919,"d":"847,913 "},{"v":7458444.473825565,"d":"7,458,444 "},{"v":11350332.33601579,"d":"11,350,332 "},null,null,{"v":683225.6620630889,"d":"683,226 "},null,null,{"v":40795205.19824801,"d":"40,795,205 "},null,{"v":26,"d":"26 "},{"v":10,"d":"10 "},{"v":0,"d":"0 "},{"v":0,"d":"0 "},{"v":0,"d":"0 "},{"v":0,"d":"0 "},null,null,{"v":164.5,"d":"165 "},{"v":2099.3,"d":"2,099 "},{"v":0,"d":"0 "},{"v":0,"d":"0 "},{"v":0,"d":"0 "},{"v":0,"d":"0 "},null,null,{"v":0,"d":"0 "},{"v":0,"d":"0 "},{"v":20.399,"d":"20 "},{"v":0.881,"d":"1 "},{"v":0,"d":"0 "},{"v":0,"d":"0 "},null,{"v":0,"d":"0 "},{"v":0,"d":"0 "},{"v":1,"d":"1 "},{"v":1,"d":"1 "},{"v":0,"d":"0 "},{"v":0,"d":"0 "},null,21.28,0,0,0,0,0,0,0,0]
["01424_令和3年度",476,18,28,2021,"令和3年度","01424","奈井江町",null,{"v":62.5952562453621,"d":"63 "},{"v":1.2781905630591948,"d":"1 "},{"v":5.276543230790318,"d":"5 "},{"v":5.887595788822554,"d":"6 "},{"v":11.910820703761605,"d":"12 "},{"v":4.10866712208964,"d":"4 "},{"v":4.851060737299576,"d":"5 "},{"v":0.297190376652949,"d":"0 "},{"v":0,"d":"0 "},{"v":0.4841471606315441,"d":"0 "},null,{"v":2993725,"d":"2,993,725 "},{"v":456,"d":"456 "},{"v":119,"d":"119 "},{"v":1299,"d":"1,299 "},{"v":2712,"d":"2,712 "},{"v":3023,"d":"3,023 "},{"v":1044,"d":"1,044 "},{"v":5090,"d":"5,090 "},{"v":0,"d":"0 "},{"v":0.4841471606315441,"d":"0 "},null,{"v":22930644.894301336,"d":"22,930,645 "},{"v":864838.1677660268,"d":"864,838 "},{"v":760203.3526321261,"d":"760,203 "},{"v":8184124.501517392,"d":"8,184,125 "},{"v":10848552.86268869,"d":"10,848,553 "},{"v":0,"d":"0 "},{"v":0,"d":"0 "},{"v":668133.1889417169,"d":"668,133 "},{"v":0,"d":"0 "},{"v":0,"d":"0 "},{"v":44256496.96784729,"d":"44,256,497 "},null,{"v":31,"d":"31 "},{"v":11,"d":"11 "},{"v":0,"d":"0 "},{"v":0,"d":"0 "},{"v":0,"d":"0 "},{"v":0,"d":"0 "},null,null,{"v":212.9,"d":"213 "},{"v":2148.8,"d":"2,149 "},{"v":0,"d":"0 "},{"v":0,"d":"0 "},{"v":0,"d":"0 "},{"v":0,"d":"0 "},null,null,{"v":0,"d":"0 "},{"v":0,"d":"0 "},{"v":24.269,"d":"24 "},{"v":0.961,"d":"1 "},{"v":0,"d":"0 "},{"v":0,"d":"0 "},null,{"v":0,"d":"0 "},{"v":0,"d":"0 "},{"v":1,"d":"1 "},{"v":1,"d":"1 "},{"v":0,"d":"0 "},{"v":0,"d":"0 "},null,25.23,0,0,0,0,0,0,0,0]
["01424_令和4年度",476,19,28,2022,"令和4年度","01424","奈井江町",null,{"v":51.759551807960115,"d":"52 "},{"v":1.22265839447398,"d":"1 "},{"v":4.731117677031373,"d":"5 "},{"v":6.002712603207783,"d":"6 "},{"v":11.548553069555323,"d":"12 "},{"v":4.2972421440246675,"d":"4 "},{"v":4.750758513911666,"d":"5 "},{"v":0.2923476378901805,"d":"0 "},{"v":0,"d":"0 "},{"v":0.6337958260594401,"d":"1 "},null,{"v":3044641,"d":"3,044,641 "},{"v":456,"d":"456 "},{"v":119,"d":"119 "},{"v":1299,"d":"1,299 "},{"v":2670,"d":"2,670 "},{"v":3004,"d":"3,004 "},{"v":1038,"d":"1,038 "},{"v":4966,"d":"4,966 "},{"v":0,"d":"0 "},{"v":0.6337958260594401,"d":"1 "},null,{"v":20790409.595095437,"d":"20,790,410 "},{"v":872435.4006961798,"d":"872,435 "},{"v":843832.7101081258,"d":"843,833 "},{"v":8127853.534094483,"d":"8,127,854 "},{"v":10871878.705756532,"d":"10,871,879 "},{"v":0,"d":"0 "},{"v":0,"d":"0 "},{"v":641246.1440257359,"d":"641,246 "},{"v":0,"d":"0 "},{"v":0,"d":"0 "},{"v":42147656.08977649,"d":"42,147,656 "},null,{"v":36,"d":"36 "},{"v":11,"d":"11 "},{"v":0,"d":"0 "},{"v":0,"d":"0 "},{"v":0,"d":"0 "},{"v":0,"d":"0 "},null,null,{"v":247.8,"d":"248 "},{"v":2148.8,"d":"2,149 "},{"v":0,"d":"0 "},{"v":0,"d":"0 "},{"v":0,"d":"0 "},{"v":0,"d":"0 "}]
["01424_令和5年度",476,20,28,2023,"令和5年度","01424","奈井江町",{"$nulls":35},{"v":39,"d":"39 "},{"v":11,"d":"11 "},{"v":0,"d":"0 "},{"v":0,"d":"0 "},{"v":0,"d":"0 "},{"v":0,"d":"0 "},null,null,{"v":263.8,"d":"264 "},{"v":2148.8,"d":"2,149 "},{"v":0,"d":"0 "},{"v":0,"d":"0 "},{"v":0,"d":"0 "},{"v":0,"d":"0 "}]
["01424_令和6年度",476,21,28,2024,"令和6年度","01424","奈井江町"]
["39_平成2年度",511,1,31,1990,"平成2年度","39","高知県",null,{"v":3929.69128818222,"d":"3,930 "},{"v":139.614378260904,"d":"140 "},{"v":300.6947741445164,"d":"301 "},{"v":624.9821698173329,"d":"625 "},{"v":656.0096231869576,"d":"656 "},{"v":546.6195185325024,"d":"547 "},{"v":864.9151776610558,"d":"865 "},{"v":50.8131993465799,"d":"51 "},{"v":167.5213076148812,"d":"168 "},{"v":51.87911999999999,"d":"52 "},null,{"v":57824075,"d":"57,824,075 "},{"v":36537,"d":"36,537 "},{"v":4003,"d":"4,003 "},{"v":251330,"d":"251,330 "},{"v":291804,"d":"291,804 "},{"v":224831,"d":"224,831 "},{"v":210011,"d":"210,011 "},{"v":825034,"d":"825,034 "},{"v":29014992,"d":"29,014,992 "},{"v":51.87911999999999,"d":"52 "},{"$nulls":29},"","","","","","",null,"","","","","",""]
["39_平成17年度",512,2,31,2005,"平成17年度","39","高知県",null,{"v":2495.907463581419,"d":"2,496 "},{"v":96.83064578403216,"d":"97 "},{"v":248.9273413070153,"d":"249 "},{"v":992.0285890536919,"d":"992 "},{"v":858.3015058651703,"d":"858 "},{"v":794.8045798412865,"d":"795 "},{"v":873.0665009378855,"d":"873 "},{"v":47.0796678677908,"d":"47 "},{"v":96.12175451536945,"d":"96 "},{"v":84.86247357000002,"d":"85 "},null,{"v":54672637,"d":"54,672,637 "},{"v":30513,"d":"30,513 "},{"v":2173,"d":"2,173 "},{"v":212170,"d":"212,170 "},{"v":345184,"d":"345,184 "},{"v":378300,"d":"378,300 "},{"v":173618,"d":"173,618 "},{"v":799121,"d":"799,121 "},{"v":16997142,"d":"16,997,142 "},{"v":84.86247357,"d":"85 "},{"$nulls":29},"","","","","","",null,"","","","","",""]
["39_平成18年度",513,3,31,2006,"平成18年度","39","高知県",null,"","","","","","","","","","",null,"","","","","","","","","","",null,"","","","","","","","","","",null,null,"","","","","","","",null,"","","","","","","",null,"","","","","","",null,"","","","","",""]
["39_平成19年度",514,4,31,2007,"平成19年度","39","高知県",null,{"v":2387.653830137702,"d":"2,388 "},{"v":87.23786705550022,"d":"87 "},{"v":313.7496612508781,"d":"314 "},{"v":1016.590790780145,"d":"1,017 "},{"v":993.9826546976198,"d":"994 "},{"v":764.7285135218156,"d":"765 "},{"v":846.8468743944793,"d":"847 "},{"v":48.7700062368435,"d":"49 "},{"v":93.32585901222151,"d":"93 "},{"v":88.07592736236569,"d":"88 "},null,{"v":59461411,"d":"59,461,411 "},{"v":27951,"d":"27,951 "},{"v":2858,"d":"2,858 "},{"v":257969,"d":"257,969 "},{"v":347102,"d":"347,102 "},{"v":378381,"d":"378,381 "},{"v":165837,"d":"165,837 "},{"v":784038,"d":"784,038 "},{"v":16976252,"d":"16,976,252 "},{"v":88.07592736236569,"d":"88 "},{"$nulls":29},"","","","","","",null,"","","","","",""]
["39_平成20年度",515,5,31,2008,"平成20年度","39","高知県",null,{"v":2201.493419527589,"d":"2,201 "},{"v":62.12310573208389,"d":"62 "},{"v":250.505300019496,"d":"251 "},{"v":1074.019516793058,"d":"1,074 "},{"v":886.0121230912536,"d":"886 "},{"v":739.9753705005454,"d":"740 "},{"v":824.7241389395721,"d":"825 "},{"v":47.5550148291121,"d":"48 "},{"v":78.2011433240018,"d":"78 "},{"v":74.692900980484,"d":"75 "},null,{"v":58654557,"d":"58,654,557 "},{"v":27951,"d":"27,951 "},{"v":2858,"d":"2,858 "},{"v":257969,"d":"257,969 "},{"v":347669,"d":"347,669 "},{"v":378984,"d":"378,984 "},{"v":161689,"d":"161,689 "},{"v":777080,"d":"777,080 "},{"v":14771120,"d":"14,771,120 "},{"v":74.69290098048401,"d":"75 "},{"$nulls":29},"","","","","","",null,"","","","","",""]
["39_平成21年度",516,6,31,2009,"平成21年度","39","高知県",null,{"v":1993.224169581373,"d":"1,993 "},{"v":78.5023493434215,"d":"79 "},{"v":294.7841344047843,"d":"295 "},{"v":1159.812223875796,"d":"1,160 "},{"v":869.3765867369057,"d":"869 "},{"v":755.0456156271053,"d":"755 "},{"v":787.1029386727969,"d":"787 "},{"v":45.0289378919919,"d":"45 "},{"v":75.96697963587908,"d":"76 "},{"v":79.19745186689002,"d":"79 "},null,{"v":49034522,"d":"49,034,522 "},{"v":25269,"d":"25,269 "},{"v":5177,"d":"5,177 "},{"v":267966,"d":"267,966 "},{"v":349612,"d":"349,612 "},{"v":381694,"d":"381,694 "},{"v":158420,"d":"158,420 "},{"v":772401,"d":"772,401 "},{"v":13998714,"d":"13,998,714 "},{"v":79.19745186689002,"d":"79 "},{"$nulls":29},{"v":0,"d":"0 "},{"v":25.78,"d":"26 "},{"v":3854.965,"d":"3,855 "},{"v":0.705,"d":"1 "},{"v":113.545,"d":"114 "},{"v":0,"d":"0 "},null,{"v":0,"d":"0 "},{"v":2,"d":"2 "},{"v":29,"d":"29 "},{"v":1,"d":"1 "},{"v":19,"d":"19 "},{"v":0,"d":"0 "},null,1747.587,93.512,1964.295,4.443,174.76,0,0,10.398,0]
["39_平成22年度",517,7,31,2010,"平成22年度","39","高知県",null,{"v":1748.141880706074,"d":"1,748 "},{"v":64.31051318467534,"d":"64 "},{"v":262.1732800940994,"d":"262 "},{"v":1079.291637034761,"d":"1,079 "},{"v":838.8975893252016,"d":"839 "},{"v":756.5092566848867,"d":"757 "},{"v":791.1761067419343,"d":"791 "},{"v":46.6285655095973,"d":"47 "},{"v":82.01510403991922,"d":"82 "},{"v":94.93606307793308,"d":"95 "},null,{"v":46751346,"d":"46,751,346 "},{"v":25269,"d":"25,269 "},{"v":5177,"d":"5,177 "},{"v":267966,"d":"267,966 "},{"v":350151,"d":"350,151 "},{"v":384211,"d":"384,211 "},{"v":155263,"d":"155,263 "},{"v":766426,"d":"766,426 "},{"v":14322180,"d":"14,322,180 "},{"v":94.93606307793308,"d":"95 "},{"$nulls":29},{"v":0,"d":"0 "},{"v":30.1,"d":"30 "},{"v":3496.674,"d":"3,497 "},{"v":0.738,"d":"1 "},{"v":82.485,"d":"82 "},{"v":0,"d":"0 "},null,{"v":0,"d":"0 "},{"v":2,"d":"2 "},{"v":29,"d":"29 "},{"v":1,"d":"1 "},{"v":17,"d":"17 "},{"v":0,"d":"0 "},null,1681.548,77.136,1639.094,4.95,171.458,0,15.678,20.133,0]
["39_平成23年度",518,8,31,2011,"平成23年度","39","高知県",null,{"v":1948.740365173009,"d":"1,949 "},{"v":93.65502044342419,"d":"94 "},{"v":252.4388284954159,"d":"252 "},{"v":1513.512716162432,"d":"1,514 "},{"v":1140.342395850486,"d":"1,140 "},{"v":747.0509472909597,"d":"747 "},{"v":756.9111471762919,"d":"757 "},{"v":53.3120951173932,"d":"53 "},{"v":73.5643240153748,"d":"74 "},{"v":71.24017505839501,"d":"71 "},null,{"v":49171138,"d":"49,171,138 "},{"v":25269,"d":"25,269 "},{"v":5177,"d":"5,177 "},{"v":267966,"d":"267,966 "},{"v":350332,"d":"350,332 "},{"v":387650,"d":"387,650 "},{"v":152959,"d":"152,959 "},{"v":759680,"d":"759,680 "},{"v":12825186,"d":"12,825,186 "},{"v":71.24017505839498,"d":"71 "},{"$nulls":29},{"v":0,"d":"0 "},{"v":26.471,"d":"26 "},{"v":3492.247,"d":"3,492 "},{"v":0.531,"d":"1 "},{"v":101.578,"d":"102 "},{"v":0,"d":"0 "},null,{"v":0,"d":"0 "},{"v":2,"d":"2 "},{"v":28,"d":"28 "},{"v":1,"d":"1 "},{"v":19,"d":"19 "},{"v":0,"d":"0 "},null,1603.084,76.248,1718.95,5.301,179.635,0,18.992,18.617,0]
["39_平成24年度",519,9,31,2012,"平成24年度","39","高知県",null,{"v":2019.644606217257,"d":"2,020 "},{"v":113.091239594234,"d":"113 "},{"v":246.8153102328858,"d":"247 "},{"v":1545.569225385819,"d":"1,546 "},{"v":1415.508798337773,"d":"1,416 "},{"v":750.3248537495367,"d":"750 "},{"v":747.3378255032978,"d":"747 "},{"v":57.641474565224,"d":"58 "},{"v":67.89682642917981,"d":"68 "},{"v":86.95708449098879,"d":"87 "},null,{"v":49396895,"d":"49,396,895 "},{"v":25269,"d":"25,269 "},{"v":5177,"d":"5,177 "},{"v":267966,"d":"267,966 "},{"v":351945,"d":"351,945 "},{"v":392437,"d":"392,437 "},{"v":150170,"d":"150,170 "},{"v":755994,"d":"755,994 "},{"v":11530525,"d":"11,530,525 "},{"v":86.9570844909888,"d":"87 "},{"$nulls":29},{"v":0,"d":"0 "},{"v":35.215,"d":"35 "},{"v":3622.533,"d":"3,623 "},{"v":1.149,"d":"1 "},{"v":106.499,"d":"106 "},{"v":0,"d":"0 "},null,{"v":0,"d":"0 "},{"v":2,"d":"2 "},{"v":28,"d":"28 "},{"v":1,"d":"1 "},{"v":18,"d":"18 "},{"v":0,"d":"0 "},null,1713.406,59.799,1791.75,5.283,179.651,0,10.654,4.853,0]
["39_平成25年度",520,10,31,2013,"平成25年度","39","高知県",null,{"v":2008.713638099979,"d":"2,009 "},{"v":113.916913973448,"d":"114 "},{"v":254.242975072514,"d":"254 "},{"v":1601.94398141732,"d":"1,602 "},{"v":1452.241225575265,"d":"1,452 "},{"v":727.7788123291214,"d":"728 "},{"v":740.0232018199489,"d":"740 "},{"v":58.3468625194875,"d":"58 "},{"v":74.39076656198262,"d":"74 "},{"v":86.6498856151556,"d":"87 "},null,{"v":52117119,"d":"52,117,119 "},{"v":25269,"d":"25,269 "},{"v":5177,"d":"5,177 "},{"v":267966,"d":"267,966 "},{"v":353246,"d":"353,246 "},{"v":397640,"d":"397,640 "},{"v":148142,"d":"148,142 "},{"v":754275,"d":"754,275 "},{"v":12331892,"d":"12,331,892 "},{"v":86.64988561515561,"d":"87 "},{"$nulls":29},{"v":0,"d":"0 "},{"v":43.007,"d":"43 "},{"v":3802.038,"d":"3,802 "},{"v":5.313,"d":"5 "},{"v":141.289,"d":"141 "},{"v":0,"d":"0 "},null,{"v":0,"d":"0 "},{"v":2,"d":"2 "},{"v":29,"d":"29 "},{"v":2,"d":"2 "},{"v":20,"d":"20 "},{"v":0,"d":"0 "},null,1916.217,46.204,1843.81,5.372,175.052,0,4.992,0,0]
["39_平成26年度",521,11,31,2014,"平成26年度","39","高知県",null,{"v":1877.715398714525,"d":"1,878 "},{"v":89.59712981124899,"d":"90 "},{"v":264.7683598368513,"d":"265 "},{"v":1553.287054424658,"d":"1,553 "},{"v":1446.679966848223,"d":"1,447 "},{"v":697.2474300526269,"d":"697 "},{"v":734.1484363425068,"d":"734 "},{"v":55.4494620997046,"d":"55 "},{"v":73.75917620993715,"d":"74 "},{"v":84.03367384297202,"d":"84 "},null,{"v":52526707,"d":"52,526,707 "},{"v":22586,"d":"22,586 "},{"v":4937,"d":"4,937 "},{"v":265294,"d":"265,294 "},{"v":352813,"d":"352,813 "},{"v":401234,"d":"401,234 "},{"v":146206,"d":"146,206 "},{"v":747122,"d":"747,122 "},{"v":12265639,"d":"12,265,639 "},{"v":84.03367384297202,"d":"84 "},{"$nulls":13},{"v":14052,"d":"14,052 "},{"v":2346,"d":"2,346 "},{"v":6,"d":"6 "},{"v":3,"d":"3 "},{"v":0,"d":"0 "},{"v":7,"d":"7 "},null,null,{"v":62420.015,"d":"62,420 "},{"v":136709.765,"d":"136,710 "},{"v":36150,"d":"36,150 "},{"v":503,"d":"503 "},{"v":0,"d":"0 "},{"v":46378.8,"d":"46,379 "},null,null,{"v":0,"d":"0 "},{"v":44.366,"d":"44 "},{"v":3662.421,"d":"3,662 "},{"v":4.267,"d":"4 "},{"v":156.41,"d":"156 "},{"v":0,"d":"0 "},null,{"v":0,"d":"0 "},{"v":2,"d":"2 "},{"v":30,"d":"30 "},{"v":2,"d":"2 "},{"v":19,"d":"19 "},{"v":0,"d":"0 "},null,1818.083,38.82,1820.196,5.471,179.671,0,5.223,0,0]
["39_平成27年度",522,12,31,2015,"平成27年度","39","高知県",null,{"v":1923.30804762079,"d":"1,923 "},{"v":99.4649291357293,"d":"99 "},{"v":315.5079893959295,"d":"316 "},{"v":1485.243586237026,"d":"1,485 "},{"v":1222.872198055065,"d":"1,223 "},{"v":693.880014976089,"d":"694 "},{"v":724.8989771369555,"d":"725 "},{"v":53.7682940875645,"d":"54 "},{"v":67.98715025705872,"d":"68 "},{"v":85.9202383705616,"d":"86 "},null,{"v":55544729,"d":"55,544,729 "},{"v":22586,"d":"22,586 "},{"v":4937,"d":"4,937 "},{"v":265294,"d":"265,294 "},{"v":352809,"d":"352,809 "},{"v":403139,"d":"403,139 "},{"v":144250,"d":"144,250 "},{"v":740059,"d":"740,059 "},{"v":11621294,"d":"11,621,294 "},{"v":85.92023837056162,"d":"86 "},null,{"v":630732627.7424203,"d":"630,732,628 "},{"v":78965819.71961056,"d":"78,965,820 "},{"v":38671789.72146833,"d":"38,671,790 "},{"v":1647653279.910998,"d":"1,647,653,280 "},{"v":1736828730.385878,"d":"1,736,828,730 "},null,null,{"v":101421981.5192548,"d":"101,421,982 "},null,null,{"v":4234274228.99963,"d":"4,234,274,229 "},null,{"v":15072,"d":"15,072 "},{"v":3134,"d":"3,134 "},{"v":6,"d":"6 "},{"v":4,"d":"4 "},{"v":0,"d":"0 "},{"v":7,"d":"7 "},null,null,{"v":67919.75400000002,"d":"67,920 "},{"v":208191.161,"d":"208,191 "},{"v":36150,"d":"36,150 "},{"v":648,"d":"648 "},{"v":0,"d":"0 "},{"v":46378.8,"d":"46,379 "},null,null,{"v":0,"d":"0 "},{"v":43.056,"d":"43 "},{"v":3608.425,"d":"3,608 "},{"v":18.879,"d":"19 "},{"v":162.60399999999998,"d":"163 "},{"v":0,"d":"0 "},null,{"v":0,"d":"0 "},{"v":2,"d":"2 "},{"v":29,"d":"29 "},{"v":3,"d":"3 "},{"v":20,"d":"20 "},{"v":0,"d":"0 "},null,1810.521,39.68,1781.398,5.516,192.722,0,3.127,0,0]
["39_平成28年度",523,13,31,2016,"平成28年度","39","高知県",null,{"v":1858.5353099136798,"d":"1,859 "},{"v":85.52505381463924,"d":"86 "},{"v":302.7843329887782,"d":"303 "},{"v":1080.8829348802958,"d":"1,081 "},{"v":903.3068775365914,"d":"903 "},{"v":690.4935606991588,"d":"690 "},{"v":700.3799080729185,"d":"700 "},{"v":51.74043252205649,"d":"52 "},{"v":66.2254187751686,"d":"66 "},{"v":86.6409703658864,"d":"87 "},null,{"v":56660562,"d":"56,660,562 "},{"v":22586,"d":"22,586 "},{"v":4937,"d":"4,937 "},{"v":265294,"d":"265,294 "},{"v":352694,"d":"352,694 "},{"v":406103,"d":"406,103 "},{"v":144149,"d":"144,149 "},{"v":732535,"d":"732,535 "},{"v":11310649.63821045,"d":"11,310,650 "},{"v":86.6409703658864,"d":"87 "},null,{"v":675329232.840317,"d":"675,329,233 "},{"v":77679855.77331138,"d":"77,679,856 "},{"v":33350148.93144584,"d":"33,350,149 "},{"v":1554744164.594565,"d":"1,554,744,165 "},{"v":1607755622.602268,"d":"1,607,755,623 "},null,null,{"v":100468842.7205668,"d":"100,468,843 "},null,null,{"v":4049327867.462474,"d":"4,049,327,867 "},null,{"v":16010,"d":"16,010 "},{"v":3552,"d":"3,552 "},{"v":5,"d":"5 "},{"v":5,"d":"5 "},{"v":0,"d":"0 "},{"v":7,"d":"7 "},null,null,{"v":72912.54599999999,"d":"72,913 "},{"v":265454.4610000001,"d":"265,454 "},{"v":35900,"d":"35,900 "},{"v":738,"d":"738 "},{"v":0,"d":"0 "},{"v":46378.8,"d":"46,379 "},null,null,{"v":0,"d":"0 "},{"v":40.904,"d":"41 "},{"v":3580.656,"d":"3,581 "},{"v":107.845,"d":"108 "},{"v":123.812,"d":"124 "},{"v":0,"d":"0 "},null,{"v":0,"d":"0 "},{"v":2,"d":"2 "},{"v":32,"d":"32 "},{"v":3,"d":"3 "},{"v":18,"d":"18 "},{"v":0,"d":"0 "},null,1871.773,42.904,1738.777,5.572,194.191,0,0,0,0]
["39_平成29年度",524,14,31,2017,"平成29年度","39","高知県",null,{"v":1846.012300417069,"d":"1,846 "},{"v":89.28231825211306,"d":"89 "},{"v":287.4156149611949,"d":"287 "},{"v":1029.9278704462915,"d":"1,030 "},{"v":1102.9051870612086,"d":"1,103 "},{"v":683.2187207275166,"d":"683 "},{"v":689.5896775879801,"d":"690 "},{"v":49.5392282621769,"d":"50 "},{"v":76.402229045104,"d":"76 "},{"v":84.08345748193035,"d":"84 "},null,{"v":58028051,"d":"58,028,051 "},{"v":22586,"d":"22,586 "},{"v":4937,"d":"4,937 "},{"v":265294,"d":"265,294 "},{"v":352538,"d":"352,538 "},{"v":408490,"d":"408,490 "},{"v":142833,"d":"142,833 "},{"v":725289,"d":"725,289 "},{"v":13307663,"d":"13,307,663 "},{"v":84.08345748193035,"d":"84 "},null,{"v":690131276.2153169,"d":"690,131,276 "},{"v":79284001.49453165,"d":"79,284,001 "},{"v":41063121.48437,"d":"41,063,121 "},{"v":1520611156.700195,"d":"1,520,611,157 "},{"v":1728430595.942162,"d":"1,728,430,596 "},null,null,{"v":99630688.6061348,"d":"99,630,689 "},null,null,{"v":4159150840.4427104,"d":"4,159,150,840 "},null,{"v":16775,"d":"16,775 "},{"v":3826,"d":"3,826 "},{"v":10,"d":"10 "},{"v":5,"d":"5 "},{"v":0,"d":"0 "},{"v":7,"d":"7 "},null,null,{"v":76927.381,"d":"76,927 "},{"v":290768.181,"d":"290,768 "},{"v":68979.2,"d":"68,979 "},{"v":738,"d":"738 "},{"v":0,"d":"0 "},{"v":46378.8,"d":"46,379 "},null,null,{"v":0,"d":"0 "},{"v":35.443,"d":"35 "},{"v":3700.192,"d":"3,700 "},{"v":109.641,"d":"110 "},{"v":134.415,"d":"134 "},{"v":0,"d":"0 "},null,{"v":0,"d":"0 "},{"v":2,"d":"2 "},{"v":32,"d":"32 "},{"v":3,"d":"3 "},{"v":19,"d":"19 "},{"v":0,"d":"0 "},null,1839.411,52.47,1885.875,5.794,192.484,0,3.657,0,0]
["39_平成30年度",525,15,31,2018,"平成30年度","39","高知県",null,{"v":1862.9837269973198,"d":"1,863 "},{"v":89.606564163754,"d":"90 "},{"v":256.42867216948116,"d":"256 "},{"v":991.5047921531208,"d":"992 "},{"v":841.9481155632249,"d":"842 "},{"v":672.008885424098,"d":"672 "},{"v":679.0735059897439,"d":"679 "},{"v":45.4744803336253,"d":"45 "},{"v":70.60778218389406,"d":"71 "},{"v":76.24416921168921,"d":"76 "},null,{"v":59359921,"d":"59,359,921 "},{"v":22586,"d":"22,586 "},{"v":4937,"d":"4,937 "},{"v":265294,"d":"265,294 "},{"v":352247,"d":"352,247 "},{"v":409481,"d":"409,481 "},{"v":142069,"d":"142,069 "},{"v":717480,"d":"717,480 "},{"v":12250193,"d":"12,250,193 "},{"v":76.24416921168921,"d":"76 "},null,{"v":700269750.9116454,"d":"700,269,751 "},{"v":80298946.09183943,"d":"80,298,946 "},{"v":37159617.11859611,"d":"37,159,617 "},{"v":1434845424.790512,"d":"1,434,845,425 "},{"v":1415144519.162013,"d":"1,415,144,519 "},null,null,{"v":98761918.91339381,"d":"98,761,919 "},null,null,{"v":3766480176.988,"d":"3,766,480,177 "},null,{"v":17666,"d":"17,666 "},{"v":4088,"d":"4,088 "},{"v":24,"d":"24 "},{"v":5,"d":"5 "},{"v":0,"d":"0 "},{"v":8,"d":"8 "},null,null,{"v":81737.31900000028,"d":"81,737 "},{"v":314106.881,"d":"314,107 "},{"v":69256,"d":"69,256 "},{"v":738,"d":"738 "},{"v":0,"d":"0 "},{"v":73334.22,"d":"73,334 "},null,null,{"v":0,"d":"0 "},{"v":38.378,"d":"38 "},{"v":3617.303,"d":"3,617 "},{"v":73.184,"d":"73 "},{"v":119.077,"d":"119 "},{"v":0,"d":"0 "},null,{"v":0,"d":"0 "},{"v":2,"d":"2 "},{"v":30,"d":"30 "},{"v":2,"d":"2 "},{"v":17,"d":"17 "},{"v":0,"d":"0 "},null,1760.176,82.261,1810.344,5.873,189.288,0,0,0,0]
["39_令和元年度",526,16,31,2019,"令和元年度","39","高知県",null,{"v":1715.5287901748443,"d":"1,716 "},{"v":68.07665107943079,"d":"68 "},{"v":254.5676575461642,"d":"255 "},{"v":825.9417683659047,"d":"826 "},{"v":602.3574710448335,"d":"602 "},{"v":654.6120312340397,"d":"655 "},{"v":673.1951612267264,"d":"673 "},{"v":43.7667390071729,"d":"44 "},{"v":64.64299058506421,"d":"65 "},{"v":89.14858025886262,"d":"89 "},null,{"v":58304249,"d":"58,304,249 "},{"v":22586,"d":"22,586 "},{"v":4937,"d":"4,937 "},{"v":265294,"d":"265,294 "},{"v":351666,"d":"351,666 "},{"v":409831,"d":"409,831 "},{"v":139785,"d":"139,785 "},{"v":709230,"d":"709,230 "},{"v":11399017,"d":"11,399,017 "},{"v":89.14858025886264,"d":"89 "},null,{"v":639019492.0993314,"d":"639,019,492 "},{"v":55300313.3720254,"d":"55,300,313 "},{"v":41207677.07265158,"d":"41,207,677 "},{"v":1492209763.516135,"d":"1,492,209,764 "},{"v":1207146487.891761,"d":"1,207,146,488 "},{"v":0,"d":"0 "},{"v":0,"d":"0 "},{"v":96591786.91941856,"d":"96,591,787 "},{"v":0,"d":"0 "},{"v":0,"d":"0 "},{"v":3531475520.8713226,"d":"3,531,475,521 "},null,{"v":18629,"d":"18,629 "},{"v":4299,"d":"4,299 "},{"v":25,"d":"25 "},{"v":6,"d":"6 "},{"v":0,"d":"0 "},{"v":8,"d":"8 "},null,null,{"v":87130.67599999999,"d":"87,131 "},{"v":347988.0809999999,"d":"347,988 "},{"v":87626.4,"d":"87,626 "},{"v":854,"d":"854 "},{"v":0,"d":"0 "},{"v":75388.31599999999,"d":"75,388 "},null,null,{"v":0,"d":"0 "},{"v":38.71,"d":"39 "},{"v":3505.917,"d":"3,506 "},{"v":98.475,"d":"98 "},{"v":132.295,"d":"132 "},{"v":0,"d":"0 "},null,{"v":0,"d":"0 "},{"v":2,"d":"2 "},{"v":30,"d":"30 "},{"v":2,"d":"2 "},{"v":17,"d":"17 "},{"v":0,"d":"0 "},null,1724.689,101.922,1759.092,5.839,183.855,0,0,0,0]
["39_令和2年度",527,17,31,2020,"令和2年度","39","高知県",null,{"v":1706.3229131498783,"d":"1,706 "},{"v":92.44436566378596,"d":"92 "},{"v":329.81552613344155,"d":"330 "},{"v":1096.464265143382,"d":"1,096 "},{"v":1075.948551740589,"d":"1,076 "},{"v":574.5136957449639,"d":"575 "},{"v":632.9252100373299,"d":"633 "},{"v":41.3627752467676,"d":"41 "},{"v":57.3125310334455,"d":"57 "},{"v":87.46967898494401,"d":"87 "},null,{"v":54715863,"d":"54,715,863 "},{"v":22633,"d":"22,633 "},{"v":5587,"d":"5,587 "},{"v":257891,"d":"257,891 "},{"v":351413,"d":"351,413 "},{"v":410532,"d":"410,532 "},{"v":139689,"d":"139,689 "},{"v":701531,"d":"701,531 "},{"v":10159778.999999998,"d":"10,159,779 "},{"v":87.46967898494401,"d":"87 "},null,{"v":571893693.7844619,"d":"571,893,694 "},{"v":77703377.93843809,"d":"77,703,378 "},{"v":56677320.73455877,"d":"56,677,321 "},{"v":1536684318.597899,"d":"1,536,684,319 "},{"v":1668430119.928348,"d":"1,668,430,120 "},{"v":0,"d":"0 "},{"v":0,"d":"0 "},{"v":91557589.67197338,"d":"91,557,590 "},{"v":0,"d":"0 "},{"v":0,"d":"0 "},{"v":4002946420.655679,"d":"4,002,946,421 "},null,{"v":19426,"d":"19,426 "},{"v":4482,"d":"4,482 "},{"v":24,"d":"24 "},{"v":6,"d":"6 "},{"v":0,"d":"0 "},{"v":8,"d":"8 "},null,null,{"v":91651.61700000013,"d":"91,652 "},{"v":363187.1809999999,"d":"363,187 "},{"v":86426.4,"d":"86,426 "},{"v":854,"d":"854 "},{"v":0,"d":"0 "},{"v":75388.316,"d":"75,388 "},null,null,{"v":0,"d":"0 "},{"v":29.927,"d":"30 "},{"v":3293.6,"d":"3,294 "},{"v":99.556,"d":"100 "},{"v":125.44,"d":"125 "},{"v":0,"d":"0 "},null,{"v":0,"d":"0 "},{"v":2,"d":"2 "},{"v":30,"d":"30 "},{"v":2,"d":"2 "},{"v":18,"d":"18 "},{"v":0,"d":"0 "},null,1585.329,64.638,1713.587,6.796,178.173,0,0,0,0]
["39_令和3年度",527,18,31,2021,"令和3年度","39","高知県",null,{"v":1693.185958246125,"d":"1,693 "},{"v":94.41762782244727,"d":"94 "},{"v":320.90512205936807,"d":"321 "},{"v":1060.6115347497434,"d":"1,061 "},{"v":857.4521582718817,"d":"857 "},{"v":556.7454616459885,"d":"557 "},{"v":646.8127449165116,"d":"647 "},{"v":40.4838102690528,"d":"40 "},{"v":62.16904553952918,"d":"62 "},{"v":78.98293574906404,"d":"79 "},null,{"v":60149765,"d":"60,149,765 "},{"v":22633,"d":"22,633 "},{"v":5587,"d":"5,587 "},{"v":257891,"d":"257,891 "},{"v":350680,"d":"350,680 "},{"v":409632,"d":"409,632 "},{"v":139201,"d":"139,201 "},{"v":693369,"d":"693,369 "},{"v":10691364,"d":"10,691,364 "},{"v":78.98293574906404,"d":"79 "},null,{"v":556062459.9553292,"d":"556,062,460 "},{"v":83043681.86349961,"d":"83,043,682 "},{"v":54560160.886449166,"d":"54,560,161 "},{"v":1641566065.3137412,"d":"1,641,566,065 "},{"v":1361701841.397977,"d":"1,361,701,841 "},{"v":0,"d":"0 "},{"v":0,"d":"0 "},{"v":91014310.62540849,"d":"91,014,311 "},{"v":0,"d":"0 "},{"v":0,"d":"0 "},{"v":3787948520.0424047,"d":"3,787,948,520 "},null,{"v":20286,"d":"20,286 "},{"v":4573,"d":"4,573 "},{"v":27,"d":"27 "},{"v":8,"d":"8 "},{"v":0,"d":"0 "},{"v":9,"d":"9 "},null,null,{"v":96399.57800000111,"d":"96,400 "},{"v":371247.1810000003,"d":"371,247 "},{"v":86485.8,"d":"86,486 "},{"v":1047.1,"d":"1,047 "},{"v":0,"d":"0 "},{"v":76136.31599999999,"d":"76,136 "},null,null,{"v":0,"d":"0 "},{"v":39.569,"d":"40 "},{"v":3439.031,"d":"3,439 "},{"v":82.42,"d":"82 "},{"v":134.21699999999998,"d":"134 "},{"v":0,"d":"0 "},null,{"v":0,"d":"0 "},{"v":2,"d":"2 "},{"v":31,"d":"31 "},{"v":1,"d":"1 "},{"v":18,"d":"18 "},{"v":0,"d":"0 "},null,1724.87,84.124,1721.753,6.329,158.161,0,0,0,0]
["39_令和4年度",527,19,31,2022,"令和4年度","39","高知県",null,{"v":1567.754745006345,"d":"1,568 "},{"v":68.9759725185396,"d":"69 "},{"v":252.96148565026587,"d":"253 "},{"v":809.660831552265,"d":"810 "},{"v":786.9826376871405,"d":"787 "},{"v":585.0829646719923,"d":"585 "},{"v":638.3454163880556,"d":"638 "},{"v":40.32372280302246,"d":"40 "},{"v":65.46763667379487,"d":"65 "},{"v":87.15600516825202,"d":"87 "},null,{"v":64730981,"d":"64,730,981 "},{"v":22633,"d":"22,633 "},{"v":5587,"d":"5,587 "},{"v":257891,"d":"257,891 "},{"v":350142,"d":"350,142 "},{"v":409004,"d":"409,004 "},{"v":139473,"d":"139,473 "},{"v":684964,"d":"684,964 "},{"v":11400032.999999998,"d":"11,400,033 "},{"v":87.15600516825202,"d":"87 "},null,{"v":601964451.78992,"d":"601,964,452 "},{"v":48233758.44388774,"d":"48,233,758 "},{"v":48422656.9757535,"d":"48,422,657 "},{"v":1434048793.4866931,"d":"1,434,048,793 "},{"v":1650752607.5449471,"d":"1,650,752,608 "},{"v":0,"d":"0 "},{"v":0,"d":"0 "},{"v":88447548.0862755,"d":"88,447,548 "},{"v":0,"d":"0 "},{"v":0,"d":"0 "},{"v":3871869816.327477,"d":"3,871,869,816 "},null,{"v":21390,"d":"21,390 "},{"v":4689,"d":"4,689 "},{"v":30,"d":"30 "},{"v":8,"d":"8 "},{"v":0,"d":"0 "},{"v":10,"d":"10 "},null,null,{"v":102480.75500000149,"d":"102,481 "},{"v":413203.78100000066,"d":"413,204 "},{"v":86545.2,"d":"86,545 "},{"v":1047.1,"d":"1,047 "},{"v":0,"d":"0 "},{"v":78126.31599999999,"d":"78,126 "}]
["39_令和5年度",527,20,31,2023,"令和5年度","39","高知県",{"$nulls":35},{"v":22341,"d":"22,341 "},{"v":4713,"d":"4,713 "},{"v":31,"d":"31 "},{"v":9,"d":"9 "},{"v":0,"d":"0 "},{"v":10,"d":"10 "},null,null,{"v":107376.67600000107,"d":"107,377 "},{"v":416206.98100000055,"d":"416,207 "},{"v":88535.2,"d":"88,535 "},{"v":8547.1,"d":"8,547 "},{"v":0,"d":"0 "},{"v":81616.44099999999,"d":"81,616 "}]
["39_令和6年度",527,21,31,2024,"令和6年度","39","高知県"]
["00_平成2年度",528,1,32,1990,"平成2年度","00","全国",null,{"v":560498.7744976112,"d":"560,499 "},{"v":17686.67092760645,"d":"17,687 "},{"v":23608.05997626243,"d":"23,608 "},{"v":108225.1299528883,"d":"108,225 "},{"v":118940.9929700541,"d":"118,941 "},{"v":88359.77812681225,"d":"88,360 "},{"v":91993.07035666694,"d":"91,993 "},{"v":7613.115180991791,"d":"7,613 "},{"v":13300.08664095654,"d":"13,300 "},{"v":8689.826000000001,"d":"8,690 "},null,{"v":32332368532,"d":"32,332,368,532 "},{"v":5358888,"d":"5,358,888 "},{"v":259058,"d":"259,058 "},{"v":40289007,"d":"40,289,007 "},{"v":41035777,"d":"41,035,777 "},{"v":36343410,"d":"36,343,410 "},{"v":22336938,"d":"22,336,938 "},{"v":123611167,"d":"123,611,167 "},{"v":2303598945,"d":"2,303,598,945 "},{"v":8689.825999999988,"d":"8,690 "},{"$nulls":29},"","","","","","",null,"","","","","",""]
["00_平成17年度",529,2,32,2005,"平成17年度","00","全国",null,{"v":497454.9947556067,"d":"497,455 "},{"v":11434.56281767992,"d":"11,435 "},{"v":21307.89583423031,"d":"21,308 "},{"v":192271.5020411131,"d":"192,272 "},{"v":177786.1628302797,"d":"177,786 "},{"v":123290.1872725083,"d":"123,290 "},{"v":90301.24938480394,"d":"90,301 "},{"v":7485.360011730217,"d":"7,485 "},{"v":12573.66576128681,"d":"12,574 "},{"v":13998.76415754004,"d":"13,999 "},null,{"v":29577259928,"d":"29,577,259,928 "},{"v":4419854,"d":"4,419,854 "},{"v":222216,"d":"222,216 "},{"v":37471528,"d":"37,471,528 "},{"v":51102005,"d":"51,102,005 "},{"v":58681944,"d":"58,681,944 "},{"v":17957306,"d":"17,957,306 "},{"v":127055025,"d":"127,055,025 "},{"v":2223392441,"d":"2,223,392,441 "},{"v":13998.76415754004,"d":"13,999 "},{"$nulls":29},"","","","","","",null,"","","","","",""]
["00_平成18年度",530,3,32,2006,"平成18年度","00","全国",null,"","","","","","","","","","",null,"","","","","","","","","","",null,"","","","","","","","","","",null,null,"","","","","","","",null,"","","","","","","",null,"","","","","","",null,"","","","","",""]
["00_平成19年度",531,4,32,2007,"平成19年度","00","全国",null,{"v":510141.1056301348,"d":"510,141 "},{"v":10716.9072639532,"d":"10,717 "},{"v":20474.02784756307,"d":"20,474 "},{"v":195032.5194466002,"d":"195,033 "},{"v":185161.3239475085,"d":"185,161 "},{"v":119618.0518966815,"d":"119,618 "},{"v":89215.4920938314,"d":"89,215 "},{"v":7903.976967381514,"d":"7,904 "},{"v":11787.24418367195,"d":"11,787 "},{"v":13511.73361255679,"d":"13,512 "},null,{"v":33673286668,"d":"33,673,286,668 "},{"v":4177414,"d":"4,177,414 "},{"v":248459,"d":"248,459 "},{"v":44272963,"d":"44,272,963 "},{"v":52324877,"d":"52,324,877 "},{"v":59185969,"d":"59,185,969 "},{"v":17470962,"d":"17,470,962 "},{"v":127066178,"d":"127,066,178 "},{"v":2144134860,"d":"2,144,134,860 "},{"v":13511.73361255677,"d":"13,512 "},{"$nulls":29},"","","","","","",null,"","","","","",""]
["00_平成20年度",532,5,32,2008,"平成20年度","00","全国",null,{"v":468718.4621765401,"d":"468,718 "},{"v":8321.492071012413,"d":"8,321 "},{"v":17802.46108659836,"d":"17,802 "},{"v":204514.1568841414,"d":"204,514 "},{"v":180096.3277414507,"d":"180,096 "},{"v":115869.7372387705,"d":"115,870 "},{"v":86791.70694371946,"d":"86,792 "},{"v":7776.689358871638,"d":"7,777 "},{"v":10940.04947460286,"d":"10,940 "},{"v":13474.89031914836,"d":"13,475 "},null,{"v":33554236019,"d":"33,554,236,019 "},{"v":4177414,"d":"4,177,414 "},{"v":248459,"d":"248,459 "},{"v":44219023,"d":"44,219,023 "},{"v":52877802,"d":"52,877,802 "},{"v":59343565,"d":"59,343,565 "},{"v":17015707,"d":"17,015,707 "},{"v":127076183,"d":"127,076,183 "},{"v":2066424821,"d":"2,066,424,821 "},{"v":13474.89031914836,"d":"13,475 "},{"$nulls":29},"","","","","","",null,"","","","","",""]
["00_平成21年度",533,6,32,2009,"平成21年度","00","全国",null,{"v":431786.7160567988,"d":"431,787 "},{"v":7968.368939556237,"d":"7,968 "},{"v":20503.67692626869,"d":"20,504 "},{"v":198960.0158158651,"d":"198,960 "},{"v":165457.4601570792,"d":"165,457 "},{"v":117858.7545151688,"d":"117,859 "},{"v":82854.54833947503,"d":"82,855 "},{"v":7407.137596442013,"d":"7,407 "},{"v":10111.14669905861,"d":"10,111 "},{"v":12729.97727188475,"d":"12,730 "},null,{"v":26523305760,"d":"26,523,305,760 "},{"v":4351013,"d":"4,351,013 "},{"v":387662,"d":"387,662 "},{"v":48274270,"d":"48,274,270 "},{"v":53362801,"d":"53,362,801 "},{"v":59580479,"d":"59,580,479 "},{"v":16676113,"d":"16,676,113 "},{"v":127057860,"d":"127,057,860 "},{"v":1863218091.999999,"d":"1,863,218,092 "},{"v":12729.97727188477,"d":"12,730 "},{"$nulls":29},{"v":394.93,"d":"395 "},{"v":1046.112,"d":"1,046 "},{"v":424051.778391,"d":"424,052 "},{"v":44147.894,"d":"44,148 "},{"v":46185.553744000004,"d":"46,186 "},{"v":96.703,"d":"97 "},null,{"v":57,"d":"57 "},{"v":66,"d":"66 "},{"v":8278,"d":"8,278 "},{"v":399,"d":"399 "},{"v":5241,"d":"5,241 "},{"v":14,"d":"14 "},null,451786.444435,7259.63,46952.461,550.8659,5770.8218,341.653,2050.138,1210.957,0]
["00_平成22年度",534,7,32,2010,"平成22年度","00","全国",null,{"v":459197.3508620182,"d":"459,197 "},{"v":8371.808088420454,"d":"8,372 "},{"v":19208.56711610297,"d":"19,209 "},{"v":204396.8121452724,"d":"204,397 "},{"v":178814.6114490376,"d":"178,815 "},{"v":117798.8034795164,"d":"117,799 "},{"v":83645.68912386538,"d":"83,646 "},{"v":7721.889051110596,"d":"7,722 "},{"v":10418.58668828523,"d":"10,419 "},{"v":13171.57727781021,"d":"13,172 "},null,{"v":28906415826,"d":"28,906,415,826 "},{"v":4351013,"d":"4,351,013 "},{"v":387662,"d":"387,662 "},{"v":48274270,"d":"48,274,270 "},{"v":53783435,"d":"53,783,435 "},{"v":59826890,"d":"59,826,890 "},{"v":16414905,"d":"16,414,905 "},{"v":126923410,"d":"126,923,410 "},{"v":1819382852,"d":"1,819,382,852 "},{"v":13171.57727781021,"d":"13,172 "},{"$nulls":29},{"v":457.639238,"d":"458 "},{"v":1034.5919999999999,"d":"1,035 "},{"v":452226.03672,"d":"452,226 "},{"v":53770.858,"d":"53,771 "},{"v":46881.99288,"d":"46,882 "},{"v":59.548,"d":"60 "},null,{"v":63,"d":"63 "},{"v":69,"d":"69 "},{"v":8535,"d":"8,535 "},{"v":410,"d":"410 "},{"v":5429,"d":"5,429 "},{"v":12,"d":"12 "},null,486021.230948,7400.228,50537.96989,755.725,5982.425,475.819,2110.006,1147.263,0]
["00_平成23年度",535,8,32,2011,"平成23年度","00","全国",null,{"v":471266.5357461692,"d":"471,267 "},{"v":11519.96773659006,"d":"11,520 "},{"v":18468.50651550678,"d":"18,469 "},{"v":243372.8705401625,"d":"243,373 "},{"v":201396.8904287476,"d":"201,397 "},{"v":116462.05135964061,"d":"116,462 "},{"v":80673.91475252545,"d":"80,674 "},{"v":8888.601868727466,"d":"8,889 "},{"v":10151.09310626129,"d":"10,151 "},{"v":13353.5276925752,"d":"13,354 "},null,{"v":28492162565,"d":"28,492,162,565 "},{"v":4351013,"d":"4,351,013 "},{"v":387662,"d":"387,662 "},{"v":48274270,"d":"48,274,270 "},{"v":54171475,"d":"54,171,475 "},{"v":60432979,"d":"60,432,979 "},{"v":16302840,"d":"16,302,840 "},{"v":126659683,"d":"126,659,683 "},{"v":1769739054.000001,"d":"1,769,739,054 "},{"v":13353.5276925752,"d":"13,354 "},{"$nulls":29},{"v":400.46500000000003,"d":"400 "},{"v":1021.442,"d":"1,021 "},{"v":439177.248,"d":"439,177 "},{"v":56928.669,"d":"56,929 "},{"v":44082.51519499999,"d":"44,083 "},{"v":57.054,"d":"57 "},null,{"v":60,"d":"60 "},{"v":71,"d":"71 "},{"v":8642,"d":"8,642 "},{"v":417,"d":"417 "},{"v":5407,"d":"5,407 "},{"v":13,"d":"13 "},null,473894.585195,7747.204,50063.811,711.501,5981.521,503.372,1760.827,1004.572,0]
["00_平成24年度",536,9,32,2012,"平成24年度","00","全国",null,{"v":485334.1677252519,"d":"485,334 "},{"v":11156.31610090414,"d":"11,156 "},{"v":18442.51715792439,"d":"18,443 "},{"v":258877.4356798189,"d":"258,877 "},{"v":218265.0340930918,"d":"218,265 "},{"v":116788.13413313217,"d":"116,788 "},{"v":80358.9317073479,"d":"80,359 "},{"v":9787.98731367928,"d":"9,788 "},{"v":10512.36128842328,"d":"10,512 "},{"v":13636.52326063638,"d":"13,637 "},null,{"v":28868548869,"d":"28,868,548,869 "},{"v":4351013,"d":"4,351,013 "},{"v":387662,"d":"387,662 "},{"v":48274270,"d":"48,274,270 "},{"v":55577563,"d":"55,577,563 "},{"v":61082856,"d":"61,082,856 "},{"v":16147317,"d":"16,147,317 "},{"v":128373879,"d":"128,373,879 "},{"v":1785253465,"d":"1,785,253,465 "},{"v":13636.52326063637,"d":"13,637 "},{"$nulls":29},{"v":470,"d":"470 "},{"v":1146.82,"d":"1,147 "},{"v":441147.2481,"d":"441,147 "},{"v":59348.566,"d":"59,349 "},{"v":48993.818779999994,"d":"48,994 "},{"v":60.541,"d":"61 "},null,{"v":64,"d":"64 "},{"v":69,"d":"69 "},{"v":8822,"d":"8,822 "},{"v":427,"d":"427 "},{"v":5631,"d":"5,631 "},{"v":11,"d":"11 "},null,485441.22788,7147.033,49524.542,684.848,5615.975,442.193,1541.714,769.461,0]
["00_平成25年度",537,10,32,2013,"平成25年度","00","全国",null,{"v":500139.7747427342,"d":"500,140 "},{"v":9531.521973432813,"d":"9,532 "},{"v":16931.6256519372,"d":"16,932 "},{"v":258160.0833505903,"d":"258,160 "},{"v":217774.356376084,"d":"217,774 "},{"v":113146.37950204794,"d":"113,146 "},{"v":80279.58440027588,"d":"80,280 "},{"v":9935.308855241336,"d":"9,935 "},{"v":10733.38310611587,"d":"10,733 "},{"v":13544.35659570255,"d":"13,544 "},null,{"v":29204987702,"d":"29,204,987,702 "},{"v":4351013,"d":"4,351,013 "},{"v":387662,"d":"387,662 "},{"v":48274270,"d":"48,274,270 "},{"v":55952258,"d":"55,952,258 "},{"v":61820330,"d":"61,820,330 "},{"v":16070818,"d":"16,070,818 "},{"v":128438013,"d":"128,438,013 "},{"v":1779292342,"d":"1,779,292,342 "},{"v":13544.35659570256,"d":"13,544 "},{"$nulls":29},{"v":523.24,"d":"523 "},{"v":1206.184,"d":"1,206 "},{"v":467798.6941,"d":"467,799 "},{"v":60700.327,"d":"60,700 "},{"v":52790.24084500001,"d":"52,790 "},{"v":54.909,"d":"55 "},null,{"v":69,"d":"69 "},{"v":71,"d":"71 "},{"v":8870,"d":"8,870 "},{"v":419,"d":"419 "},{"v":5538,"d":"5,538 "},{"v":9,"d":"9 "},null,511647.067443,8225.302,54003.133,595.341723,6054.136779,356.777,1421.35,770.487,0]
["00_平成26年度",538,11,32,2014,"平成26年度","00","全国",null,{"v":483211.1798218979,"d":"483,211 "},{"v":9429.356508216943,"d":"9,429 "},{"v":16613.20398303384,"d":"16,613 "},{"v":248307.594619727,"d":"248,308 "},{"v":204996.7343837272,"d":"204,997 "},{"v":108270.53848774522,"d":"108,271 "},{"v":80257.80040607923,"d":"80,258 "},{"v":9516.637857387304,"d":"9,517 "},{"v":10671.5539039489,"d":"10,672 "},{"v":13573.36955398962,"d":"13,573 "},null,{"v":30509651106,"d":"30,509,651,106 "},{"v":3811417,"d":"3,811,417 "},{"v":363959,"d":"363,959 "},{"v":48403405,"d":"48,403,405 "},{"v":56412140,"d":"56,412,140 "},{"v":62304742,"d":"62,304,742 "},{"v":15983378,"d":"15,983,378 "},{"v":128226483,"d":"128,226,483 "},{"v":1774605337,"d":"1,774,605,337 "},{"v":13573.36955398962,"d":"13,573 "},{"$nulls":13},{"v":1790445,"d":"1,790,445 "},{"v":284290,"d":"284,290 "},{"v":376,"d":"376 "},{"v":277,"d":"277 "},{"v":12,"d":"12 "},{"v":330,"d":"330 "},null,null,{"v":7354674.715000005,"d":"7,354,675 "},{"v":15251911.43900004,"d":"15,251,911 "},{"v":2860474.5,"d":"2,860,475 "},{"v":297407.1,"d":"297,407 "},{"v":5779.1,"d":"5,779 "},{"v":1356587.9,"d":"1,356,588 "},null,null,{"v":518.5749999999999,"d":"519 "},{"v":1205.5929999999998,"d":"1,206 "},{"v":469481.4648,"d":"469,481 "},{"v":58585.162,"d":"58,585 "},{"v":52526.30177,"d":"52,526 "},{"v":47.855,"d":"48 "},null,{"v":72,"d":"72 "},{"v":73,"d":"73 "},{"v":8921,"d":"8,921 "},{"v":417,"d":"417 "},{"v":5535,"d":"5,535 "},{"v":9,"d":"9 "},null,511763.206,8446.444,52807.8963,721.95257,6100.6687,344.27,1439.947,740.567,0]
["00_平成27年度",539,12,32,2015,"平成27年度","00","全国",null,{"v":461192.868675517,"d":"461,193 "},{"v":9185.86479815079,"d":"9,186 "},{"v":17920.26729582499,"d":"17,920 "},{"v":243903.1203856115,"d":"243,903 "},{"v":191589.1501912232,"d":"191,589 "},{"v":107816.72766086303,"d":"107,817 "},{"v":79813.85485380639,"d":"79,814 "},{"v":9304.530714075636,"d":"9,305 "},{"v":10416.866057260348,"d":"10,417 "},{"v":13721.40405817023,"d":"13,721 "},null,{"v":31302058039,"d":"31,302,058,039 "},{"v":3811417,"d":"3,811,417 "},{"v":363959,"d":"363,959 "},{"v":48403405,"d":"48,403,405 "},{"v":56950757,"d":"56,950,757 "},{"v":62640697,"d":"62,640,697 "},{"v":15882418,"d":"15,882,418 "},{"v":128066211,"d":"128,066,211 "},{"v":1780593282,"d":"1,780,593,282 "},{"v":13721.40405817022,"d":"13,721 "},null,{"v":265487738976.4296,"d":"265,487,738,976 "},{"v":7103235125.668444,"d":"7,103,235,126 "},{"v":3098986745.89174,"d":"3,098,986,746 "},{"v":309927467581.168,"d":"309,927,467,581 "},{"v":265581702466.2001,"d":"265,581,702,466 "},null,null,{"v":17550936999.99998,"d":"17,550,937,000 "},null,null,{"v":868750067895.3579,"d":"868,750,067,895 "},null,{"v":1969629,"d":"1,969,629 "},{"v":401005,"d":"401,005 "},{"v":435,"d":"435 "},{"v":364,"d":"364 "},{"v":22,"d":"22 "},{"v":385,"d":"385 "},null,null,{"v":8224073.520999997,"d":"8,224,074 "},{"v":23556937.69499999,"d":"23,556,938 "},{"v":3008004.2,"d":"3,008,004 "},{"v":368494.0000000002,"d":"368,494 "},{"v":10796.2,"d":"10,796 "},{"v":1645789.7,"d":"1,645,790 "},null,null,{"v":490.945,"d":"491 "},{"v":1190.844,"d":"1,191 "},{"v":454050.3375,"d":"454,050 "},{"v":57029.562,"d":"57,030 "},{"v":52411.02549,"d":"52,411 "},{"v":47.841,"d":"48 "},null,{"v":66,"d":"66 "},{"v":70,"d":"70 "},{"v":8873,"d":"8,873 "},{"v":422,"d":"422 "},{"v":5490,"d":"5,490 "},{"v":9,"d":"9 "},null,494511.1233,8617.52,51814.11009,775.232,5746.2726,503.831,1733.543,912.896,606.027]
["00_平成28年度",540,13,32,2016,"平成28年度","00","全国",null,{"v":452081.4462129481,"d":"452,081 "},{"v":8978.03083473871,"d":"8,978 "},{"v":18729.088816394138,"d":"18,729 "},{"v":205650.60100130245,"d":"205,651 "},{"v":186770.7600951834,"d":"186,771 "},{"v":107252.08470923202,"d":"107,252 "},{"v":78459.73014492572,"d":"78,460 "},{"v":9034.336860731402,"d":"9,034 "},{"v":10451.288003775966,"d":"10,451 "},{"v":14293.68557773032,"d":"14,294 "},null,{"v":30194582557,"d":"30,194,582,557 "},{"v":3811417,"d":"3,811,417 "},{"v":363959,"d":"363,959 "},{"v":48403405,"d":"48,403,405 "},{"v":57477037,"d":"57,477,037 "},{"v":63078638,"d":"63,078,638 "},{"v":16148224,"d":"16,148,224 "},{"v":127907086,"d":"127,907,086 "},{"v":1784977114.000002,"d":"1,784,977,114 "},{"v":14293.68557773031,"d":"14,294 "},null,{"v":263301068675.0605,"d":"263,301,068,675 "},{"v":6765707499.156301,"d":"6,765,707,499 "},{"v":2941453637.011339,"d":"2,941,453,637 "},{"v":302521923024.1815,"d":"302,521,923,024 "},{"v":252218150194.8016,"d":"252,218,150,195 "},null,null,{"v":17542747999.99999,"d":"17,542,748,000 "},null,null,{"v":845291051030.2113,"d":"845,291,051,030 "},null,{"v":2130913,"d":"2,130,913 "},{"v":473703,"d":"473,703 "},{"v":587,"d":"587 "},{"v":464,"d":"464 "},{"v":30,"d":"30 "},{"v":448,"d":"448 "},null,null,{"v":9024727.023999985,"d":"9,024,727 "},{"v":28996445.435,"d":"28,996,445 "},{"v":3311204.5,"d":"3,311,205 "},{"v":447549.3000000002,"d":"447,549 "},{"v":15587.5,"d":"15,588 "},{"v":1973949.5,"d":"1,973,950 "},null,null,{"v":529.887,"d":"530 "},{"v":1349.744,"d":"1,350 "},{"v":448170.045091,"d":"448,170 "},{"v":53762.093,"d":"53,762 "},{"v":52399.90501727999,"d":"52,400 "},{"v":43.272,"d":"43 "},null,{"v":70,"d":"70 "},{"v":74,"d":"74 "},{"v":9018,"d":"9,018 "},{"v":413,"d":"413 "},{"v":5620,"d":"5,620 "},{"v":8,"d":"8 "},null,484378.36024828,9304.483,52535.3326,872.411345,5379.077315,557.6206,1728.944,930.468,568.249]
["00_平成29年度",541,14,32,2017,"平成29年度","00","全国",null,{"v":443203.4330223429,"d":"443,203 "},{"v":9089.188339725106,"d":"9,089 "},{"v":17338.39419754976,"d":"17,338 "},{"v":195795.83042845147,"d":"195,796 "},{"v":189336.1876073598,"d":"189,336 "},{"v":106087.59679184598,"d":"106,088 "},{"v":77705.39602992585,"d":"77,705 "},{"v":8722.75610734197,"d":"8,723 "},{"v":10328.796733797864,"d":"10,329 "},{"v":14621.028668487414,"d":"14,621 "},null,{"v":31906603692,"d":"31,906,603,692 "},{"v":3811417,"d":"3,811,417 "},{"v":363959,"d":"363,959 "},{"v":48403405,"d":"48,403,405 "},{"v":58007536,"d":"58,007,536 "},{"v":63428769,"d":"63,428,769 "},{"v":16094926,"d":"16,094,926 "},{"v":127707259,"d":"127,707,259 "},{"v":1799059370.999999,"d":"1,799,059,371 "},{"v":14621.02866848739,"d":"14,621 "},null,{"v":268374520053.6259,"d":"268,374,520,054 "},{"v":6963330396.521667,"d":"6,963,330,397 "},{"v":3201577887.689908,"d":"3,201,577,888 "},{"v":303915782782.5839,"d":"303,915,782,783 "},{"v":268339518359.6786,"d":"268,339,518,360 "},null,null,{"v":17542748000.00002,"d":"17,542,748,000 "},null,null,{"v":868337477480.1,"d":"868,337,477,480 "},null,{"v":2263953,"d":"2,263,953 "},{"v":527157,"d":"527,157 "},{"v":909,"d":"909 "},{"v":550,"d":"550 "},{"v":52,"d":"52 "},{"v":518,"d":"518 "},null,null,{"v":9691820.247999966,"d":"9,691,820 "},{"v":33768918.31499996,"d":"33,768,918 "},{"v":3485940.100000001,"d":"3,485,940 "},{"v":522160.2000000002,"d":"522,160 "},{"v":22086.7,"d":"22,087 "},{"v":2362183.015999999,"d":"2,362,183 "},null,null,{"v":747.8838900000001,"d":"748 "},{"v":1278.7150000000001,"d":"1,279 "},{"v":452827.29046,"d":"452,827 "},{"v":58082.552,"d":"58,083 "},{"v":53404.98065,"d":"53,405 "},{"v":44.628,"d":"45 "},null,{"v":81,"d":"81 "},{"v":70,"d":"70 "},{"v":9037,"d":"9,037 "},{"v":423,"d":"423 "},{"v":5577,"d":"5,577 "},{"v":8,"d":"8 "},null,490414.406,9799.782,54849.62347,967.9603,6391.02923,557.659,1850.882,1155.13,399.578]
["00_平成30年度",542,15,32,2018,"平成30年度","00","全国",null,{"v":432605.41114862816,"d":"432,605 "},{"v":8373.137843990167,"d":"8,373 "},{"v":15694.825792123236,"d":"15,695 "},{"v":190542.71925733736,"d":"190,543 "},{"v":168696.88389874177,"d":"168,697 "},{"v":104438.11168825446,"d":"104,438 "},{"v":77001.49798186937,"d":"77,001 "},{"v":8077.479231881923,"d":"8,077 "},{"v":10311.592495130208,"d":"10,312 "},{"v":15186.179032553131,"d":"15,186 "},null,{"v":33185687806,"d":"33,185,687,806 "},{"v":3810256,"d":"3,810,256 "},{"v":363959,"d":"363,959 "},{"v":48393814,"d":"48,393,814 "},{"v":58527117,"d":"58,527,117 "},{"v":63638180,"d":"63,638,180 "},{"v":16109487,"d":"16,109,487 "},{"v":127443563,"d":"127,443,563 "},{"v":1789023735,"d":"1,789,023,735 "},{"v":15186.17903255314,"d":"15,186 "},null,{"v":271065845667.5052,"d":"271,065,845,668 "},{"v":6248666306.631835,"d":"6,248,666,307 "},{"v":2961809357.273823,"d":"2,961,809,357 "},{"v":296733412557.4969,"d":"296,733,412,557 "},{"v":248718898848.1246,"d":"248,718,898,848 "},null,null,{"v":17542747999.99998,"d":"17,542,748,000 "},null,null,{"v":843271380737.0323,"d":"843,271,380,737 "},null,{"v":2524472,"d":"2,524,472 "},{"v":582837,"d":"582,837 "},{"v":1420,"d":"1,420 "},{"v":637,"d":"637 "},{"v":63,"d":"63 "},{"v":580,"d":"580 "},null,null,{"v":10860549.82500001,"d":"10,860,550 "},{"v":38687998.797,"d":"38,687,999 "},{"v":3648560.1,"d":"3,648,560 "},{"v":571801.8,"d":"571,802 "},{"v":31305,"d":"31,305 "},{"v":2900316.8279999997,"d":"2,900,317 "},null,null,{"v":742.54511,"d":"743 "},{"v":1229.258,"d":"1,229 "},{"v":443036.45656,"d":"443,036 "},{"v":56050.80537,"d":"56,051 "},{"v":51999.84497400001,"d":"52,000 "},{"v":26.124,"d":"26 "},null,{"v":83,"d":"83 "},{"v":69,"d":"69 "},{"v":8980,"d":"8,980 "},{"v":421,"d":"421 "},{"v":5496,"d":"5,496 "},{"v":6,"d":"6 "},null,478004.476,10089.033,54497.77043,934.297154,6121.35006,561.703,1720.671,886.17737,269.556]
["00_令和元年度",543,16,32,2019,"令和元年度","00","全国",null,{"v":410489.84785631136,"d":"410,490 "},{"v":7725.941440044448,"d":"7,726 "},{"v":15817.157086460216,"d":"15,817 "},{"v":182301.88463346442,"d":"182,302 "},{"v":159936.4178796278,"d":"159,936 "},{"v":101743.82699065724,"d":"101,744 "},{"v":75873.62887094812,"d":"75,874 "},{"v":7845.715928819064,"d":"7,846 "},{"v":10195.200313239367,"d":"10,195 "},{"v":15314.32091677057,"d":"15,314 "},null,{"v":32242574811,"d":"32,242,574,811 "},{"v":3811417,"d":"3,811,417 "},{"v":363959,"d":"363,959 "},{"v":48403405,"d":"48,403,405 "},{"v":59071519,"d":"59,071,519 "},{"v":63698454,"d":"63,698,454 "},{"v":15754711,"d":"15,754,711 "},{"v":127138033,"d":"127,138,033 "},{"v":1797801442,"d":"1,797,801,442 "},{"v":15314.32091677057,"d":"15,314 "},null,{"v":262045458988.87418,"d":"262,045,458,989 "},{"v":6044744474.410508,"d":"6,044,744,474 "},{"v":3199339520.4500785,"d":"3,199,339,520 "},{"v":297831561002.20807,"d":"297,831,561,002 "},{"v":243394768263.0074,"d":"243,394,768,263 "},{"v":0,"d":"0 "},{"v":0,"d":"0 "},{"v":17315242999.999996,"d":"17,315,243,000 "},{"v":0,"d":"0 "},{"v":0,"d":"0 "},{"v":829831115248.9502,"d":"829,831,115,249 "},null,{"v":2565049,"d":"2,565,049 "},{"v":631198,"d":"631,198 "},{"v":1747,"d":"1,747 "},{"v":730,"d":"730 "},{"v":69,"d":"69 "},{"v":641,"d":"641 "},null,null,{"v":11211975.82400002,"d":"11,211,976 "},{"v":43540695.85699999,"d":"43,540,696 "},{"v":4106702.619999999,"d":"4,106,703 "},{"v":721925.2,"d":"721,925 "},{"v":78832.1,"d":"78,832 "},{"v":3496812.01,"d":"3,496,812 "},null,null,{"v":714.9375600000001,"d":"715 "},{"v":1313.0320000000002,"d":"1,313 "},{"v":418791.0888571,"d":"418,791 "},{"v":53159.753,"d":"53,160 "},{"v":50428.947445900005,"d":"50,429 "},{"v":30.541,"d":"31 "},null,{"v":84,"d":"84 "},{"v":72,"d":"72 "},{"v":9014,"d":"9,014 "},{"v":425,"d":"425 "},{"v":5434,"d":"5,434 "},{"v":6,"d":"6 "},null,452658.8109371,9464.745,53113.4969259,982.43661,5674.04139,519.286,1345.619,467.672,212.192]
["00_令和2年度",544,17,32,2020,"令和2年度","00","全国",null,{"v":373277.2132129966,"d":"373,277 "},{"v":8209.688745095398,"d":"8,210 "},{"v":18691.381689177528,"d":"18,691 "},{"v":171036.63155492826,"d":"171,037 "},{"v":162920.11448390366,"d":"162,920 "},{"v":89347.5308038172,"d":"89,348 "},{"v":71549.11190328722,"d":"71,549 "},{"v":7467.625847783312,"d":"7,468 "},{"v":9756.102183101217,"d":"9,756 "},{"v":14967.127198503498,"d":"14,967 "},null,{"v":30200327316,"d":"30,200,327,316 "},{"v":3757144,"d":"3,757,144 "},{"v":461376,"d":"461,376 "},{"v":49392647,"d":"49,392,647 "},{"v":59497356,"d":"59,497,356 "},{"v":63845337,"d":"63,845,337 "},{"v":15791161,"d":"15,791,161 "},{"v":126654244,"d":"126,654,244 "},{"v":1729461957,"d":"1,729,461,957 "},{"v":14967.127198503498,"d":"14,967 "},null,{"v":250480565613.66467,"d":"250,480,565,614 "},{"v":6058774087.774249,"d":"6,058,774,088 "},{"v":3899008357.6912184,"d":"3,899,008,358 "},{"v":280644001122.7137,"d":"280,644,001,123 "},{"v":260844552955.0921,"d":"260,844,552,955 "},{"v":0,"d":"0 "},{"v":0,"d":"0 "},{"v":16529786000.000002,"d":"16,529,786,000 "},{"v":0,"d":"0 "},{"v":0,"d":"0 "},{"v":818456688136.9359,"d":"818,456,688,137 "},null,{"v":2709958,"d":"2,709,958 "},{"v":664712,"d":"664,712 "},{"v":2000,"d":"2,000 "},{"v":855,"d":"855 "},{"v":77,"d":"77 "},{"v":699,"d":"699 "},null,null,{"v":11989214.03300002,"d":"11,989,214 "},{"v":48526986.55500002,"d":"48,526,987 "},{"v":4484668.919999998,"d":"4,484,669 "},{"v":929680.4999999998,"d":"929,681 "},{"v":92321.9,"d":"92,322 "},{"v":4071191.807,"d":"4,071,192 "},null,null,{"v":540.0645,"d":"540 "},{"v":1159.209,"d":"1,159 "},{"v":374586.23247,"d":"374,586 "},{"v":50537.367,"d":"50,537 "},{"v":46366.23833000001,"d":"46,366 "},{"v":29.586,"d":"30 "},null,{"v":79,"d":"79 "},{"v":63,"d":"63 "},{"v":8881,"d":"8,881 "},{"v":426,"d":"426 "},{"v":5336,"d":"5,336 "},{"v":6,"d":"6 "},null,407150.50383,8999.583,48030.2909,880.82913,5329.25144,504.227,1595.018,472.331,256.663]
["00_令和3年度",544,18,32,2021,"令和3年度","00","全国",null,{"v":391648.407842048,"d":"391,648 "},{"v":8809.602649157721,"d":"8,810 "},{"v":17273.597625382667,"d":"17,274 "},{"v":181587.92711907145,"d":"181,588 "},{"v":160297.64448475288,"d":"160,298 "},{"v":86787.76433270029,"d":"86,788 "},{"v":73550.48649477362,"d":"73,550 "},{"v":7352.565938407804,"d":"7,353 "},{"v":10090.044707561263,"d":"10,090 "},{"v":14792.938333926642,"d":"14,793 "},null,{"v":33022000570,"d":"33,022,000,570 "},{"v":3757144,"d":"3,757,144 "},{"v":461376,"d":"461,376 "},{"v":49392647,"d":"49,392,647 "},{"v":59761065,"d":"59,761,065 "},{"v":63855115,"d":"63,855,115 "},{"v":15828849,"d":"15,828,849 "},{"v":125927902,"d":"125,927,902 "},{"v":1735209859,"d":"1,735,209,859 "},{"v":14792.938333926642,"d":"14,793 "},null,{"v":255832412163.27487,"d":"255,832,412,163 "},{"v":6635734983.3485985,"d":"6,635,734,983 "},{"v":3532876838.3228197,"d":"3,532,876,838 "},{"v":306446039049.63776,"d":"306,446,039,050 "},{"v":252883559549.9987,"d":"252,883,559,550 "},{"v":0,"d":"0 "},{"v":0,"d":"0 "},{"v":16529786000.000004,"d":"16,529,786,000 "},{"v":0,"d":"0 "},{"v":0,"d":"0 "},{"v":841860408584.5826,"d":"841,860,408,585 "},null,{"v":2970563,"d":"2,970,563 "},{"v":686097,"d":"686,097 "},{"v":2226,"d":"2,226 "},{"v":981,"d":"981 "},{"v":81,"d":"81 "},{"v":764,"d":"764 "},null,null,{"v":13256007.72100009,"d":"13,256,008 "},{"v":52271473.04999962,"d":"52,271,473 "},{"v":4766753.92,"d":"4,766,754 "},{"v":1074197.8,"d":"1,074,198 "},{"v":93785.8,"d":"93,786 "},{"v":4734356.863,"d":"4,734,357 "},null,null,{"v":558.793,"d":"559 "},{"v":1127.096,"d":"1,127 "},{"v":403165.21,"d":"403,165 "},{"v":51552.485,"d":"51,552 "},{"v":47069.692,"d":"47,070 "},{"v":0,"d":"0 "},null,{"v":84,"d":"84 "},{"v":61,"d":"61 "},{"v":8992,"d":"8,992 "},{"v":429,"d":"429 "},{"v":5349,"d":"5,349 "},{"v":0,"d":"0 "},null,432974.044,9712.139,50355.49,958.957,5902.908,689.064,1823.782,749.274,307.618]
["00_令和4年度",544,19,32,2022,"令和4年度","00","全国",null,{"v":374767.43410208484,"d":"374,767 "},{"v":8264.063511955179,"d":"8,264 "},{"v":15348.15634769344,"d":"15,348 "},{"v":181031.2942914641,"d":"181,031 "},{"v":170770.03734686482,"d":"170,770 "},{"v":91550.79552831233,"d":"91,551 "},{"v":72904.2385172753,"d":"72,904 "},{"v":7383.27179672036,"d":"7,383 "},{"v":10210.947770290206,"d":"10,211 "},{"v":14652.396156884162,"d":"14,652 "},null,{"v":36177486671,"d":"36,177,486,671 "},{"v":3757144,"d":"3,757,144 "},{"v":461376,"d":"461,376 "},{"v":49392647,"d":"49,392,647 "},{"v":60266318,"d":"60,266,318 "},{"v":63998858,"d":"63,998,858 "},{"v":15928951,"d":"15,928,951 "},{"v":125416877,"d":"125,416,877 "},{"v":1778056265,"d":"1,778,056,265 "},{"v":14652.396156884162,"d":"14,652 "},null,{"v":245764845711.61554,"d":"245,764,845,712 "},{"v":6469407691.279239,"d":"6,469,407,691 "},{"v":3667861456.162856,"d":"3,667,861,456 "},{"v":294150281057.94244,"d":"294,150,281,058 "},{"v":274266999678.4352,"d":"274,266,999,678 "},{"v":0,"d":"0 "},{"v":0,"d":"0 "},{"v":16194742000,"d":"16,194,742,000 "},{"v":0,"d":"0 "},{"v":0,"d":"0 "},{"v":840514137595.4353,"d":"840,514,137,595 "},null,{"v":3160503,"d":"3,160,503 "},{"v":699768,"d":"699,768 "},{"v":2433,"d":"2,433 "},{"v":1061,"d":"1,061 "},{"v":83,"d":"83 "},{"v":818,"d":"818 "},null,null,{"v":14317051.34900032,"d":"14,317,051 "},{"v":55807567.989999704,"d":"55,807,568 "},{"v":4969658.12,"d":"4,969,658 "},{"v":1370611.9,"d":"1,370,612 "},{"v":96361.8,"d":"96,362 "},{"v":5969329.439999998,"d":"5,969,329 "}]
["00_令和5年度",544,20,32,2023,"令和5年度","00","全国",{"$nulls":35},{"v":3357707,"d":"3,357,707 "},{"v":707303,"d":"707,303 "},{"v":2652,"d":"2,652 "},{"v":1144,"d":"1,144 "},{"v":91,"d":"91 "},{"v":877,"d":"877 "},null,null,{"v":15357161.098000666,"d":"15,357,161 "},{"v":57864547.96999972,"d":"57,864,548 "},{"v":5780269.420000001,"d":"5,780,269 "},{"v":1619920.7,"d":"1,619,921 "},{"v":136904.2,"d":"136,904 "},{"v":6453512.945999999,"d":"6,453,513 "}]
["00_令和6年度",544,21,32,2024,"令和6年度","00","全国"]

{"sheet":"データシート2","index":10,"n_rows":62,"n_cols":503,"rows_kept":62}
["列key→",{"$nulls":8},"ba_1","ba_2","ba_3","ba_4","ba_5","ba_6","ba_7","ba_8","ba_9","ba_10","ba_11","ba_12","ba_13","ba_14","ba_15","ba_16","ba_17","ba_18","ba_19","ba_20","ba_21","ba_22","ba_23","ba_24","ba_25","ba_26","ba_27","ba_28","ba_29","ba_30","ba_31","ba_32","ba_33","ba_34","ba_35","ba_36","ba_37","ba_38","ba_39","ba_40","ba_41","ba_42","ba_43","ba_44","ba_45","ba_46","ba_47","ba_48","ba_49","ba_50","ba_51","ba_52","ba_53","ba_54","ba_55","ba_56","ba_57","ba_58","ba_59","ba_60","ba_61","ba_62","ba_63","ba_64","ba_65","ba_66","ba_67","ba_68","ba_69","ba_70","ba_71","ba_72","ba_73","ba_74","ba_75","ba_76","ba_77","ba_78","ba_79","ba_80","ba_81","ba_82","ba_83","ba_84","ba_85","ba_86","ba_87","ba_88","ba_89","ba_90","ba_91","ba_92","ba_93","ba_94","ba_95","ba_96","ba_97","ba_98","ba_99","ba_1711","ba_1731","ba_3311","ba_3312","ba_3411","ba_3511","ba_1_ene","ba_2_ene","ba_3_ene","ba_4_ene","ba_5_ene","ba_6_ene","ba_7_ene","ba_8_ene","ba_9_ene","ba_10_ene","ba_11_ene","ba_12_ene","ba_13_ene","ba_14_ene","ba_15_ene","ba_16_ene","ba_17_ene","ba_18_ene","ba_19_ene","ba_20_ene","ba_21_ene","ba_22_ene","ba_23_ene","ba_24_ene","ba_25_ene","ba_26_ene","ba_27_ene","ba_28_ene","ba_29_ene","ba_30_ene","ba_31_ene","ba_32_ene","ba_33_ene","ba_34_ene","ba_35_ene","ba_36_ene","ba_37_ene","ba_38_ene","ba_39_ene","ba_40_ene","ba_41_ene","ba_42_ene","ba_43_ene","ba_44_ene","ba_45_ene","ba_46_ene","ba_47_ene","ba_48_ene","ba_49_ene","ba_50_ene","ba_51_ene","ba_52_ene","ba_53_ene","ba_54_ene","ba_55_ene","ba_56_ene","ba_57_ene","ba_58_ene","ba_59_ene","ba_60_ene","ba_61_ene","ba_62_ene","ba_63_ene","ba_64_ene","ba_65_ene","ba_66_ene","ba_67_ene","ba_68_ene","ba_69_ene","ba_70_ene","ba_71_ene","ba_72_ene","ba_73_ene","ba_74_ene","ba_75_ene","ba_76_ene","ba_77_ene","ba_78_ene","ba_79_ene","ba_80_ene","ba_81_ene","ba_82_ene","ba_83_ene","ba_84_ene","ba_85_ene","ba_86_ene","ba_87_ene","ba_88_ene","ba_89_ene","ba_90_ene","ba_91_ene","ba_92_ene","ba_93_ene","ba_94_ene","ba_95_ene","ba_96_ene","ba_97_ene","ba_98_ene","ba_99_ene","ba_ene_tyu","ba_A_ene","ba_B_ene","ba_C_ene","ba_D_ene","ba_E_ene","ba_F_ene","ba_G_ene","ba_H_ene","ba_I_ene","ba_J_ene","ba_K_ene","ba_L_ene","ba_M_ene","ba_N_ene","ba_O_ene","ba_P_ene","ba_Q_ene","ba_R_ene","ba_S_ene","ba_T_ene","ba_ene_dai","ba_A","ba_B","ba_C","ba_D","ba_E","ba_F","ba_G","ba_H","ba_I","ba_J","ba_K","ba_L","ba_M","ba_N","ba_O","ba_P","ba_Q","ba_R","ba_S","ba_T",null,"bb_1","bb_2","bb_3","bb_4","bb_5","bb_6","bb_7","bb_8","bb_9","bb_10","bb_11","bb_12","bb_13","bb_14","bb_15","bb_16","bb_17","bb_18","bb_19","bb_20","bb_21","bb_22","bb_23","bb_24","bb_25","bb_26","bb_27","bb_28","bb_29","bb_30","bb_31","bb_32","bb_33","bb_34","bb_35","bb_36","bb_37","bb_38","bb_39","bb_40","bb_41","bb_42","bb_43","bb_44","bb_45","bb_46","bb_47","bb_48","bb_49","bb_50","bb_51","bb_52","bb_53","bb_54","bb_55","bb_56","bb_57","bb_58","bb_59","bb_60","bb_61","bb_62","bb_63","bb_64","bb_65","bb_66","bb_67","bb_68","bb_69","bb_70","bb_71","bb_72","bb_73","bb_74","bb_75","bb_76","bb_77","bb_78","bb_79","bb_80","bb_81","bb_82","bb_83","bb_84","bb_85","bb_86","bb_87","bb_88","bb_89","bb_90","bb_91","bb_92","bb_93","bb_94","bb_95","bb_96","bb_97","bb_98","bb_99","bb_1711","bb_1731","bb_3311","bb_3312","bb_3411","bb_3511","bb_1_ene","bb_2_ene","bb_3_ene","bb_4_ene","bb_5_ene","bb_6_ene","bb_7_ene","bb_8_ene","bb_9_ene","bb_10_ene","bb_11_ene","bb_12_ene","bb_13_ene","bb_14_ene","bb_15_ene","bb_16_ene","bb_17_ene","bb_18_ene","bb_19_ene","bb_20_ene","bb_21_ene","bb_22_ene","bb_23_ene","bb_24_ene","bb_25_ene","bb_26_ene","bb_27_ene","bb_28_ene","bb_29_ene","bb_30_ene","bb_31_ene","bb_32_ene","bb_33_ene","bb_34_ene","bb_35_ene","bb_36_ene","bb_37_ene","bb_38_ene","bb_39_ene","bb_40_ene","bb_41_ene","bb_42_ene","bb_43_ene","bb_44_ene","bb_45_ene","bb_46_ene","bb_47_ene","bb_48_ene","bb_49_ene","bb_50_ene","bb_51_ene","bb_52_ene","bb_53_ene","bb_54_ene","bb_55_ene","bb_56_ene","bb_57_ene","bb_58_ene","bb_59_ene","bb_60_ene","bb_61_ene","bb_62_ene","bb_63_ene","bb_64_ene","bb_65_ene","bb_66_ene","bb_67_ene","bb_68_ene","bb_69_ene","bb_70_ene","bb_71_ene","bb_72_ene","bb_73_ene","bb_74_ene","bb_75_ene","bb_76_ene","bb_77_ene","bb_78_ene","bb_79_ene","bb_80_ene","bb_81_ene","bb_82_ene","bb_83_ene","bb_84_ene","bb_85_ene","bb_86_ene","bb_87_ene","bb_88_ene","bb_89_ene","bb_90_ene","bb_91_ene","bb_92_ene","bb_93_ene","bb_94_ene","bb_95_ene","bb_96_ene","bb_97_ene","bb_98_ene","bb_99_ene","bb_ene_tyu","bb_A_ene","bb_B_ene","bb_C_ene","bb_D_ene","bb_E_ene","bb_F_ene","bb_G_ene","bb_H_ene","bb_I_ene","bb_J_ene","bb_K_ene","bb_L_ene","bb_M_ene","bb_N_ene","bb_O_ene","bb_P_ene","bb_Q_ene","bb_R_ene","bb_S_ene","bb_T_ene","bb_ene_dai","bb_A","bb_B","bb_C","bb_D","bb_E","bb_F","bb_G","bb_H","bb_I","bb_J","bb_K","bb_L","bb_M","bb_N","bb_O","bb_P","bb_Q","bb_R","bb_S","bb_T","これ以上、列を追加する場合、この左の列を選択し、列の挿入をする（matchとvllookupの列範囲ため）"]
[]
[{"$nulls":8},"データ種類","中分類（標準）","中分類（標準）","中分類（標準）","中分類（標準）","中分類（標準）","中分類（標準）","中分類（標準）","中分類（標準）","中分類（標準）","中分類（標準）","中分類（標準）","中分類（標準）","中分類（標準）","中分類（標準）","中分類（標準）","中分類（標準）","中分類（標準）","中分類（標準）","中分類（標準）","中分類（標準）","中分類（標準）","中分類（標準）","中分類（標準）","中分類（標準）","中分類（標準）","中分類（標準）","中分類（標準）","中分類（標準）","中分類（標準）","中分類（標準）","中分類（標準）","中分類（標準）","中分類（標準）","中分類（標準）","中分類（標準）","中分類（標準）","中分類（標準）","中分類（標準）","中分類（標準）","中分類（標準）","中分類（標準）","中分類（標準）","中分類（標準）","中分類（標準）","中分類（標準）","中分類（標準）","中分類（標準）","中分類（標準）","中分類（標準）","中分類（標準）","中分類（標準）","中分類（標準）","中分類（標準）","中分類（標準）","中分類（標準）","中分類（標準）","中分類（標準）","中分類（標準）","中分類（標準）","中分類（標準）","中分類（標準）","中分類（標準）","中分類（標準）","中分類（標準）","中分類（標準）","中分類（標準）","中分類（標準）","中分類（標準）","中分類（標準）","中分類（標準）","中分類（標準）","中分類（標準）","中分類（標準）","中分類（標準）","中分類（標準）","中分類（標準）","中分類（標準）","中分類（標準）","中分類（標準）","中分類（標準）","中分類（標準）","中分類（標準）","中分類（標準）","中分類（標準）","中分類（標準）","中分類（標準）","中分類（標準）","中分類（標準）","中分類（標準）","中分類（標準）","中分類（標準）","中分類（標準）","中分類（標準）","中分類（標準）","中分類（標準）","中分類（標準）","中分類（標準）","中分類（標準）","中分類（標準）","細分類(エネ転)","細分類(エネ転)","細分類(エネ転)","細分類(エネ転)","細分類(エネ転)","細分類(エネ転)","中分類(エネ転分別)","中分類(エネ転分別)","中分類(エネ転分別)","中分類(エネ転分別)","中分類(エネ転分別)","中分類(エネ転分別)","中分類(エネ転分別)","中分類(エネ転分別)","中分類(エネ転分別)","中分類(エネ転分別)","中分類(エネ転分別)","中分類(エネ転分別)","中分類(エネ転分別)","中分類(エネ転分別)","中分類(エネ転分別)","中分類(エネ転分別)","中分類(エネ転分別)","中分類(エネ転分別)","中分類(エネ転分別)","中分類(エネ転分別)","中分類(エネ転分別)","中分類(エネ転分別)","中分類(エネ転分別)","中分類(エネ転分別)","中分類(エネ転分別)","中分類(エネ転分別)","中分類(エネ転分別)","中分類(エネ転分別)","中分類(エネ転分別)","中分類(エネ転分別)","中分類(エネ転分別)","中分類(エネ転分別)","中分類(エネ転分別)","中分類(エネ転分別)","中分類(エネ転分別)","中分類(エネ転分別)","中分類(エネ転分別)","中分類(エネ転分別)","中分類(エネ転分別)","中分類(エネ転分別)","中分類(エネ転分別)","中分類(エネ転分別)","中分類(エネ転分別)","中分類(エネ転分別)","中分類(エネ転分別)","中分類(エネ転分別)","中分類(エネ転分別)","中分類(エネ転分別)","中分類(エネ転分別)","中分類(エネ転分別)","中分類(エネ転分別)","中分類(エネ転分別)","中分類(エネ転分別)","中分類(エネ転分別)","中分類(エネ転分別)","中分類(エネ転分別)","中分類(エネ転分別)","中分類(エネ転分別)","中分類(エネ転分別)","中分類(エネ転分別)","中分類(エネ転分別)","中分類(エネ転分別)","中分類(エネ転分別)","中分類(エネ転分別)","中分類(エネ転分別)","中分類(エネ転分別)","中分類(エネ転分別)","中分類(エネ転分別)","中分類(エネ転分別)","中分類(エネ転分別)","中分類(エネ転分別)","中分類(エネ転分別)","中分類(エネ転分別)","中分類(エネ転分別)","中分類(エネ転分別)","中分類(エネ転分別)","中分類(エネ転分別)","中分類(エネ転分別)","中分類(エネ転分別)","中分類(エネ転分別)","中分類(エネ転分別)","中分類(エネ転分別)","中分類(エネ転分別)","中分類(エネ転分別)","中分類(エネ転分別)","中分類(エネ転分別)","中分類(エネ転分別)","中分類(エネ転分別)","中分類(エネ転分別)","中分類(エネ転分別)","中分類(エネ転分別)","中分類(エネ転分別)","中分類(エネ転分別)","中分類(エネ転分別)","中分類(エネ転分別)","中分類(エネ転分別)","中分類(エネ転分別)","中分類(エネ転分別)","中分類(エネ転分別)","中分類(エネ転分別)","大分類(エネ転分別)","大分類(エネ転分別)","大分類(エネ転分別)","大分類(エネ転分別)","大分類(エネ転分別)","大分類(エネ転分別)","大分類(エネ転分別)","大分類(エネ転分別)","大分類(エネ転分別)","大分類(エネ転分別)","大分類(エネ転分別)","大分類(エネ転分別)","大分類(エネ転分別)","大分類(エネ転分別)","大分類(エネ転分別)","大分類(エネ転分別)","大分類(エネ転分別)","大分類(エネ転分別)","大分類(エネ転分別)","大分類(エネ転分別)","大分類(エネ転分別)","大分類(標準)","大分類(標準)","大分類(標準)","大分類(標準)","大分類(標準)","大分類(標準)","大分類(標準)","大分類(標準)","大分類(標準)","大分類(標準)","大分類(標準)","大分類(標準)","大分類(標準)","大分類(標準)","大分類(標準)","大分類(標準)","大分類(標準)","大分類(標準)","大分類(標準)","大分類(標準)",null,"中分類（標準）","中分類（標準）","中分類（標準）","中分類（標準）","中分類（標準）","中分類（標準）","中分類（標準）","中分類（標準）","中分類（標準）","中分類（標準）","中分類（標準）","中分類（標準）","中分類（標準）","中分類（標準）","中分類（標準）","中分類（標準）","中分類（標準）","中分類（標準）","中分類（標準）","中分類（標準）","中分類（標準）","中分類（標準）","中分類（標準）","中分類（標準）","中分類（標準）","中分類（標準）","中分類（標準）","中分類（標準）","中分類（標準）","中分類（標準）","中分類（標準）","中分類（標準）","中分類（標準）","中分類（標準）","中分類（標準）","中分類（標準）","中分類（標準）","中分類（標準）","中分類（標準）","中分類（標準）","中分類（標準）","中分類（標準）","中分類（標準）","中分類（標準）","中分類（標準）","中分類（標準）","中分類（標準）","中分類（標準）","中分類（標準）","中分類（標準）","中分類（標準）","中分類（標準）","中分類（標準）","中分類（標準）","中分類（標準）","中分類（標準）","中分類（標準）","中分類（標準）","中分類（標準）","中分類（標準）","中分類（標準）","中分類（標準）","中分類（標準）","中分類（標準）","中分類（標準）","中分類（標準）","中分類（標準）","中分類（標準）","中分類（標準）","中分類（標準）","中分類（標準）","中分類（標準）","中分類（標準）","中分類（標準）","中分類（標準）","中分類（標準）","中分類（標準）","中分類（標準）","中分類（標準）","中分類（標準）","中分類（標準）","中分類（標準）","中分類（標準）","中分類（標準）","中分類（標準）","中分類（標準）","中分類（標準）","中分類（標準）","中分類（標準）","中分類（標準）","中分類（標準）","中分類（標準）","中分類（標準）","中分類（標準）","中分類（標準）","中分類（標準）","中分類（標準）","中分類（標準）","中分類（標準）","細分類(エネ転)","細分類(エネ転)","細分類(エネ転)","細分類(エネ転)","細分類(エネ転)","細分類(エネ転)","中分類(エネ転分別)","中分類(エネ転分別)","中分類(エネ転分別)","中分類(エネ転分別)","中分類(エネ転分別)","中分類(エネ転分別)","中分類(エネ転分別)","中分類(エネ転分別)","中分類(エネ転分別)","中分類(エネ転分別)","中分類(エネ転分別)","中分類(エネ転分別)","中分類(エネ転分別)","中分類(エネ転分別)","中分類(エネ転分別)","中分類(エネ転分別)","中分類(エネ転分別)","中分類(エネ転分別)","中分類(エネ転分別)","中分類(エネ転分別)","中分類(エネ転分別)","中分類(エネ転分別)","中分類(エネ転分別)","中分類(エネ転分別)","中分類(エネ転分別)","中分類(エネ転分別)","中分類(エネ転分別)","中分類(エネ転分別)","中分類(エネ転分別)","中分類(エネ転分別)","中分類(エネ転分別)","中分類(エネ転分別)","中分類(エネ転分別)","中分類(エネ転分別)","中分類(エネ転分別)","中分類(エネ転分別)","中分類(エネ転分別)","中分類(エネ転分別)","中分類(エネ転分別)","中分類(エネ転分別)","中分類(エネ転分別)","中分類(エネ転分別)","中分類(エネ転分別)","中分類(エネ転分別)","中分類(エネ転分別)","中分類(エネ転分別)","中分類(エネ転分別)","中分類(エネ転分別)","中分類(エネ転分別)","中分類(エネ転分別)","中分類(エネ転分別)","中分類(エネ転分別)","中分類(エネ転分別)","中分類(エネ転分別)","中分類(エネ転分別)","中分類(エネ転分別)","中分類(エネ転分別)","中分類(エネ転分別)","中分類(エネ転分別)","中分類(エネ転分別)","中分類(エネ転分別)","中分類(エネ転分別)","中分類(エネ転分別)","中分類(エネ転分別)","中分類(エネ転分別)","中分類(エネ転分別)","中分類(エネ転分別)","中分類(エネ転分別)","中分類(エネ転分別)","中分類(エネ転分別)","中分類(エネ転分別)","中分類(エネ転分別)","中分類(エネ転分別)","中分類(エネ転分別)","中分類(エネ転分別)","中分類(エネ転分別)","中分類(エネ転分別)","中分類(エネ転分別)","中分類(エネ転分別)","中分類(エネ転分別)","中分類(エネ転分別)","中分類(エネ転分別)","中分類(エネ転分別)","中分類(エネ転分別)","中分類(エネ転分別)","中分類(エネ転分別)","中分類(エネ転分別)","中分類(エネ転分別)","中分類(エネ転分別)","中分類(エネ転分別)","中分類(エネ転分別)","中分類(エネ転分別)","中分類(エネ転分別)","中分類(エネ転分別)","中分類(エネ転分別)","中分類(エネ転分別)","中分類(エネ転分別)","中分類(エネ転分別)","中分類(エネ転分別)","中分類(エネ転分別)","大分類(エネ転分別)","大分類(エネ転分別)","大分類(エネ転分別)","大分類(エネ転分別)","大分類(エネ転分別)","大分類(エネ転分別)","大分類(エネ転分別)","大分類(エネ転分別)","大分類(エネ転分別)","大分類(エネ転分別)","大分類(エネ転分別)","大分類(エネ転分別)","大分類(エネ転分別)","大分類(エネ転分別)","大分類(エネ転分別)","大分類(エネ転分別)","大分類(エネ転分別)","大分類(エネ転分別)","大分類(エネ転分別)","大分類(エネ転分別)","大分類(エネ転分別)","大分類(標準)","大分類(標準)","大分類(標準)","大分類(標準)","大分類(標準)","大分類(標準)","大分類(標準)","大分類(標準)","大分類(標準)","大分類(標準)","大分類(標準)","大分類(標準)","大分類(標準)","大分類(標準)","大分類(標準)","大分類(標準)","大分類(標準)","大分類(標準)","大分類(標準)","大分類(標準)"]
[{"$nulls":8},"データシート名","データ（特定事業所排出量）","データ（特定事業所排出量）","データ（特定事業所排出量）","データ（特定事業所排出量）","データ（特定事業所排出量）","データ（特定事業所排出量）","データ（特定事業所排出量）","データ（特定事業所排出量）","データ（特定事業所排出量）","データ（特定事業所排出量）","データ（特定事業所排出量）","データ（特定事業所排出量）","データ（特定事業所排出量）","データ（特定事業所排出量）","データ（特定事業所排出量）","データ（特定事業所排出量）","データ（特定事業所排出量）","データ（特定事業所排出量）","データ（特定事業所排出量）","データ（特定事業所排出量）","データ（特定事業所排出量）","データ（特定事業所排出量）","データ（特定事業所排出量）","データ（特定事業所排出量）","データ（特定事業所排出量）","データ（特定事業所排出量）","データ（特定事業所排出量）","データ（特定事業所排出量）","データ（特定事業所排出量）","データ（特定事業所排出量）","データ（特定事業所排出量）","データ（特定事業所排出量）","データ（特定事業所排出量）","データ（特定事業所排出量）","データ（特定事業所排出量）","データ（特定事業所排出量）","データ（特定事業所排出量）","データ（特定事業所排出量）","データ（特定事業所排出量）","データ（特定事業所排出量）","データ（特定事業所排出量）","データ（特定事業所排出量）","データ（特定事業所排出量）","データ（特定事業所排出量）","データ（特定事業所排出量）","データ（特定事業所排出量）","データ（特定事業所排出量）","データ（特定事業所排出量）","データ（特定事業所排出量）","データ（特定事業所排出量）","データ（特定事業所排出量）","データ（特定事業所排出量）","データ（特定事業所排出量）","データ（特定事業所排出量）","データ（特定事業所排出量）","データ（特定事業所排出量）","データ（特定事業所排出量）","データ（特定事業所排出量）","データ（特定事業所排出量）","データ（特定事業所排出量）","データ（特定事業所排出量）","データ（特定事業所排出量）","データ（特定事業所排出量）","データ（特定事業所排出量）","データ（特定事業所排出量）","データ（特定事業所排出量）","データ（特定事業所排出量）","データ（特定事業所排出量）","データ（特定事業所排出量）","データ（特定事業所排出量）","データ（特定事業所排出量）","データ（特定事業所排出量）","データ（特定事業所排出量）","データ（特定事業所排出量）","データ（特定事業所排出量）","データ（特定事業所排出量）","データ（特定事業所排出量）","データ（特定事業所排出量）","データ（特定事業所排出量）","データ（特定事業所排出量）","データ（特定事業所排出量）","データ（特定事業所排出量）","データ（特定事業所排出量）","データ（特定事業所排出量）","データ（特定事業所排出量）","データ（特定事業所排出量）","データ（特定事業所排出量）","データ（特定事業所排出量）","データ（特定事業所排出量）","データ（特定事業所排出量）","データ（特定事業所排出量）","データ（特定事業所排出量）","データ（特定事業所排出量）","データ（特定事業所排出量）","データ（特定事業所排出量）","データ（特定事業所排出量）","データ（特定事業所排出量）","データ（特定事業所排出量）","データ（特定事業所排出量）","データ（特定事業所排出量）","データ（特定事業所排出量）","データ（特定事業所排出量）","データ（特定事業所排出量）","データ（特定事業所排出量）","データ（特定事業所排出量）","データ（特定事業所排出量）","データ（特定事業所排出量）","データ（特定事業所排出量）","データ（特定事業所排出量）","データ（特定事業所排出量）","データ（特定事業所排出量）","データ（特定事業所排出量）","データ（特定事業所排出量）","データ（特定事業所排出量）","データ（特定事業所排出量）","データ（特定事業所排出量）","データ（特定事業所排出量）","データ（特定事業所排出量）","データ（特定事業所排出量）","データ（特定事業所排出量）","データ（特定事業所排出量）","データ（特定事業所排出量）","データ（特定事業所排出量）","データ（特定事業所排出量）","データ（特定事業所排出量）","データ（特定事業所排出量）","データ（特定事業所排出量）","データ（特定事業所排出量）","データ（特定事業所排出量）","データ（特定事業所排出量）","データ（特定事業所排出量）","データ（特定事業所排出量）","データ（特定事業所排出量）","データ（特定事業所排出量）","データ（特定事業所排出量）","データ（特定事業所排出量）","データ（特定事業所排出量）","データ（特定事業所排出量）","データ（特定事業所排出量）","データ（特定事業所排出量）","データ（特定事業所排出量）","データ（特定事業所排出量）","データ（特定事業所排出量）","データ（特定事業所排出量）","データ（特定事業所排出量）","データ（特定事業所排出量）","データ（特定事業所排出量）","データ（特定事業所排出量）","データ（特定事業所排出量）","データ（特定事業所排出量）","データ（特定事業所排出量）","データ（特定事業所排出量）","データ（特定事業所排出量）","データ（特定事業所排出量）","データ（特定事業所排出量）","データ（特定事業所排出量）","データ（特定事業所排出量）","データ（特定事業所排出量）","データ（特定事業所排出量）","データ（特定事業所排出量）","データ（特定事業所排出量）","データ（特定事業所排出量）","データ（特定事業所排出量）","データ（特定事業所排出量）","データ（特定事業所排出量）","データ（特定事業所排出量）","データ（特定事業所排出量）","データ（特定事業所排出量）","データ（特定事業所排出量）","データ（特定事業所排出量）","データ（特定事業所排出量）","データ（特定事業所排出量）","データ（特定事業所排出量）","データ（特定事業所排出量）","データ（特定事業所排出量）","データ（特定事業所排出量）","データ（特定事業所排出量）","データ（特定事業所排出量）","データ（特定事業所排出量）","データ（特定事業所排出量）","データ（特定事業所排出量）","データ（特定事業所排出量）","データ（特定事業所排出量）","データ（特定事業所排出量）","データ（特定事業所排出量）","データ（特定事業所排出量）","データ（特定事業所排出量）","データ（特定事業所排出量）","データ（特定事業所排出量）","データ（特定事業所排出量）","データ（特定事業所排出量）","データ（特定事業所排出量）","データ（特定事業所排出量）","データ（特定事業所排出量）","データ（特定事業所排出量）","データ（特定事業所排出量）","データ（特定事業所排出量）","データ（特定事業所排出量）","データ（特定事業所排出量）","データ（特定事業所排出量）","データ（特定事業所排出量）","データ（特定事業所排出量）","データ（特定事業所排出量）","データ（特定事業所排出量）","データ（特定事業所排出量）","データ（特定事業所排出量）","データ（特定事業所排出量）","データ（特定事業所排出量）","データ（特定事業所排出量）","データ（特定事業所排出量）","データ（特定事業所排出量）","データ（特定事業所排出量）","データ（特定事業所排出量）","データ（特定事業所排出量）","データ（特定事業所排出量）","データ（特定事業所排出量）","データ（特定事業所排出量）","データ（特定事業所排出量）","データ（特定事業所排出量）","データ（特定事業所排出量）","データ（特定事業所排出量）","データ（特定事業所排出量）","データ（特定事業所排出量）","データ（特定事業所排出量）","データ（特定事業所排出量）","データ（特定事業所排出量）","データ（特定事業所排出量）","データ（特定事業所排出量）","データ（特定事業所排出量）","データ（特定事業所排出量）","データ（特定事業所排出量）","データ（特定事業所排出量）","データ（特定事業所排出量）","データ（特定事業所排出量）","データ（特定事業所排出量）","データ（特定事業所排出量）","データ（特定事業所排出量）","データ（特定事業所排出量）","データ（特定事業所排出量）","データ（特定事業所排出量）","データ（特定事業所排出量）","データ（特定事業所排出量）","データ（特定事業所排出量）","データ（特定事業所排出量）","データ（特定事業所排出量）","データ（特定事業所排出量）","","データ（特定事業所件数）","データ（特定事業所件数）","データ（特定事業所件数）","データ（特定事業所件数）","データ（特定事業所件数）","データ（特定事業所件数）","データ（特定事業所件数）","データ（特定事業所件数）","データ（特定事業所件数）","データ（特定事業所件数）","データ（特定事業所件数）","データ（特定事業所件数）","データ（特定事業所件数）","データ（特定事業所件数）","データ（特定事業所件数）","データ（特定事業所件数）","データ（特定事業所件数）","データ（特定事業所件数）","データ（特定事業所件数）","データ（特定事業所件数）","データ（特定事業所件数）","データ（特定事業所件数）","データ（特定事業所件数）","データ（特定事業所件数）","データ（特定事業所件数）","データ（特定事業所件数）","データ（特定事業所件数）","データ（特定事業所件数）","データ（特定事業所件数）","データ（特定事業所件数）","データ（特定事業所件数）","データ（特定事業所件数）","データ（特定事業所件数）","データ（特定事業所件数）","データ（特定事業所件数）","データ（特定事業所件数）","データ（特定事業所件数）","データ（特定事業所件数）","データ（特定事業所件数）","データ（特定事業所件数）","データ（特定事業所件数）","データ（特定事業所件数）","データ（特定事業所件数）","データ（特定事業所件数）","データ（特定事業所件数）","データ（特定事業所件数）","データ（特定事業所件数）","データ（特定事業所件数）","データ（特定事業所件数）","データ（特定事業所件数）","データ（特定事業所件数）","データ（特定事業所件数）","データ（特定事業所件数）","データ（特定事業所件数）","データ（特定事業所件数）","データ（特定事業所件数）","データ（特定事業所件数）","データ（特定事業所件数）","データ（特定事業所件数）","データ（特定事業所件数）","データ（特定事業所件数）","データ（特定事業所件数）","データ（特定事業所件数）","データ（特定事業所件数）","データ（特定事業所件数）","データ（特定事業所件数）","データ（特定事業所件数）","データ（特定事業所件数）","データ（特定事業所件数）","データ（特定事業所件数）","データ（特定事業所件数）","データ（特定事業所件数）","データ（特定事業所件数）","データ（特定事業所件数）","データ（特定事業所件数）","データ（特定事業所件数）","データ（特定事業所件数）","データ（特定事業所件数）","データ（特定事業所件数）","データ（特定事業所件数）","データ（特定事業所件数）","データ（特定事業所件数）","データ（特定事業所件数）","データ（特定事業所件数）","データ（特定事業所件数）","データ（特定事業所件数）","データ（特定事業所件数）","データ（特定事業所件数）","データ（特定事業所件数）","データ（特定事業所件数）","データ（特定事業所件数）","データ（特定事業所件数）","データ（特定事業所件数）","データ（特定事業所件数）","データ（特定事業所件数）","データ（特定事業所件数）","データ（特定事業所件数）","データ（特定事業所件数）","データ（特定事業所件数）","データ（特定事業所件数）","データ（特定事業所件数）","データ（特定事業所件数）","データ（特定事業所件数）","データ（特定事業所件数）","データ（特定事業所件数）","データ（特定事業所件数）","データ（特定事業所件数）","データ（特定事業所件数）","データ（特定事業所件数）","データ（特定事業所件数）","データ（特定事業所件数）","データ（特定事業所件数）","データ（特定事業所件数）","データ（特定事業所件数）","データ（特定事業所件数）","データ（特定事業所件数）","データ（特定事業所件数）","データ（特定事業所件数）","データ（特定事業所件数）","データ（特定事業所件数）","データ（特定事業所件数）","データ（特定事業所件数）","データ（特定事業所件数）","データ（特定事業所件数）","データ（特定事業所件数）","データ（特定事業所件数）","データ（特定事業所件数）","データ（特定事業所件数）","データ（特定事業所件数）","データ（特定事業所件数）","データ（特定事業所件数）","データ（特定事業所件数）","データ（特定事業所件数）","データ（特定事業所件数）","データ（特定事業所件数）","データ（特定事業所件数）","データ（特定事業所件数）","データ（特定事業所件数）","データ（特定事業所件数）","データ（特定事業所件数）","データ（特定事業所件数）","データ（特定事業所件数）","データ（特定事業所件数）","データ（特定事業所件数）","データ（特定事業所件数）","データ（特定事業所件数）","データ（特定事業所件数）","データ（特定事業所件数）","データ（特定事業所件数）","データ（特定事業所件数）","データ（特定事業所件数）","データ（特定事業所件数）","データ（特定事業所件数）","データ（特定事業所件数）","データ（特定事業所件数）","データ（特定事業所件数）","データ（特定事業所件数）","データ（特定事業所件数）","データ（特定事業所件数）","データ（特定事業所件数）","データ（特定事業所件数）","データ（特定事業所件数）","データ（特定事業所件数）","データ（特定事業所件数）","データ（特定事業所件数）","データ（特定事業所件数）","データ（特定事業所件数）","データ（特定事業所件数）","データ（特定事業所件数）","データ（特定事業所件数）","データ（特定事業所件数）","データ（特定事業所件数）","データ（特定事業所件数）","データ（特定事業所件数）","データ（特定事業所件数）","データ（特定事業所件数）","データ（特定事業所件数）","データ（特定事業所件数）","データ（特定事業所件数）","データ（特定事業所件数）","データ（特定事業所件数）","データ（特定事業所件数）","データ（特定事業所件数）","データ（特定事業所件数）","データ（特定事業所件数）","データ（特定事業所件数）","データ（特定事業所件数）","データ（特定事業所件数）","データ（特定事業所件数）","データ（特定事業所件数）","データ（特定事業所件数）","データ（特定事業所件数）","データ（特定事業所件数）","データ（特定事業所件数）","データ（特定事業所件数）","データ（特定事業所件数）","データ（特定事業所件数）","データ（特定事業所件数）","データ（特定事業所件数）","データ（特定事業所件数）","データ（特定事業所件数）","データ（特定事業所件数）","データ（特定事業所件数）","データ（特定事業所件数）","データ（特定事業所件数）","データ（特定事業所件数）","データ（特定事業所件数）","データ（特定事業所件数）","データ（特定事業所件数）","データ（特定事業所件数）","データ（特定事業所件数）","データ（特定事業所件数）","データ（特定事業所件数）","データ（特定事業所件数）","データ（特定事業所件数）","データ（特定事業所件数）","データ（特定事業所件数）","データ（特定事業所件数）","データ（特定事業所件数）","データ（特定事業所件数）","データ（特定事業所件数）","データ（特定事業所件数）","データ（特定事業所件数）","データ（特定事業所件数）","データ（特定事業所件数）","データ（特定事業所件数）","データ（特定事業所件数）","データ（特定事業所件数）","データ（特定事業所件数）","データ（特定事業所件数）","データ（特定事業所件数）","データ（特定事業所件数）","データ（特定事業所件数）","データ（特定事業所件数）","データ（特定事業所件数）","データ（特定事業所件数）","データ（特定事業所件数）","データ（特定事業所件数）","データ（特定事業所件数）","データ（特定事業所件数）","データ（特定事業所件数）","データ（特定事業所件数）","データ（特定事業所件数）","データ（特定事業所件数）","データ（特定事業所件数）","データ（特定事業所件数）"]
[]
[{"$nulls":8},"単位","千トンCO2","千トンCO2","千トンCO2","千トンCO2","千トンCO2","千トンCO2","千トンCO2","千トンCO2","千トンCO2","千トンCO2","千トンCO2","千トンCO2","千トンCO2","千トンCO2","千トンCO2","千トンCO2","千トンCO2","千トンCO2","千トンCO2","千トンCO2","千トンCO2","千トンCO2","千トンCO2","千トンCO2","千トンCO2","千トンCO2","千トンCO2","千トンCO2","千トンCO2","千トンCO2","千トンCO2","千トンCO2","千トンCO2","千トンCO2","千トンCO2","千トンCO2","千トンCO2","千トンCO2","千トンCO2","千トンCO2","千トンCO2","千トンCO2","千トンCO2","千トンCO2","千トンCO2","千トンCO2","千トンCO2","千トンCO2","千トンCO2","千トンCO2","千トンCO2","千トンCO2","千トンCO2","千トンCO2","千トンCO2","千トンCO2","千トンCO2","千トンCO2","千トンCO2","千トンCO2","千トンCO2","千トンCO2","千トンCO2","千トンCO2","千トンCO2","千トンCO2","千トンCO2","千トンCO2","千トンCO2","千トンCO2","千トンCO2","千トンCO2","千トンCO2","千トンCO2","千トンCO2","千トンCO2","千トンCO2","千トンCO2","千トンCO2","千トンCO2","千トンCO2","千トンCO2","千トンCO2","千トンCO2","千トンCO2","千トンCO2","千トンCO2","千トンCO2","千トンCO2","千トンCO2","千トンCO2","千トンCO2","千トンCO2","千トンCO2","千トンCO2","千トンCO2","千トンCO2","千トンCO2","千トンCO2","千トンCO2","千トンCO2","千トンCO2","千トンCO2","千トンCO2","千トンCO2","千トンCO2","千トンCO2","千トンCO2","千トンCO2","千トンCO2","千トンCO2","千トンCO2","千トンCO2","千トンCO2","千トンCO2","千トンCO2","千トンCO2","千トンCO2","千トンCO2","千トンCO2","千トンCO2","千トンCO2","千トンCO2","千トンCO2","千トンCO2","千トンCO2","千トンCO2","千トンCO2","千トンCO2","千トンCO2","千トンCO2","千トンCO2","千トンCO2","千トンCO2","千トンCO2","千トンCO2","千トンCO2","千トンCO2","千トンCO2","千トンCO2","千トンCO2","千トンCO2","千トンCO2","千トンCO2","千トンCO2","千トンCO2","千トンCO2","千トンCO2","千トンCO2","千トンCO2","千トンCO2","千トンCO2","千トンCO2","千トンCO2","千トンCO2","千トンCO2","千トンCO2","千トンCO2","千トンCO2","千トンCO2","千トンCO2","千トンCO2","千トンCO2","千トンCO2","千トンCO2","千トンCO2","千トンCO2","千トンCO2","千トンCO2","千トンCO2","千トンCO2","千トンCO2","千トンCO2","千トンCO2","千トンCO2","千トンCO2","千トンCO2","千トンCO2","千トンCO2","千トンCO2","千トンCO2","千トンCO2","千トンCO2","千トンCO2","千トンCO2","千トンCO2","千トンCO2","千トンCO2","千トンCO2","千トンCO2","千トンCO2","千トンCO2","千トンCO2","千トンCO2","千トンCO2","千トンCO2","千トンCO2","千トンCO2","千トンCO2","千トンCO2","千トンCO2","千トンCO2","千トンCO2","千トンCO2","千トンCO2","千トンCO2","千トンCO2","千トンCO2","千トンCO2","千トンCO2","千トンCO2","千トンCO2","千トンCO2","千トンCO2","千トンCO2","千トンCO2","千トンCO2","千トンCO2","千トンCO2","千トンCO2","千トンCO2","千トンCO2","千トンCO2","千トンCO2","千トンCO2","千トンCO2","千トンCO2","千トンCO2","千トンCO2","千トンCO2","千トンCO2","千トンCO2","千トンCO2","千トンCO2","千トンCO2","千トンCO2","千トンCO2","千トンCO2","千トンCO2","千トンCO2","千トンCO2","千トンCO2","千トンCO2","千トンCO2","千トンCO2","千トンCO2",null,"箇所","箇所","箇所","箇所","箇所","箇所","箇所","箇所","箇所","箇所","箇所","箇所","箇所","箇所","箇所","箇所","箇所","箇所","箇所","箇所","箇所","箇所","箇所","箇所","箇所","箇所","箇所","箇所","箇所","箇所","箇所","箇所","箇所","箇所","箇所","箇所","箇所","箇所","箇所","箇所","箇所","箇所","箇所","箇所","箇所","箇所","箇所","箇所","箇所","箇所","箇所","箇所","箇所","箇所","箇所","箇所","箇所","箇所","箇所","箇所","箇所","箇所","箇所","箇所","箇所","箇所","箇所","箇所","箇所","箇所","箇所","箇所","箇所","箇所","箇所","箇所","箇所","箇所","箇所","箇所","箇所","箇所","箇所","箇所","箇所","箇所","箇所","箇所","箇所","箇所","箇所","箇所","箇所","箇所","箇所","箇所","箇所","箇所","箇所","箇所","箇所","箇所","箇所","箇所","箇所","箇所","箇所","箇所","箇所","箇所","箇所","箇所","箇所","箇所","箇所","箇所","箇所","箇所","箇所","箇所","箇所","箇所","箇所","箇所","箇所","箇所","箇所","箇所","箇所","箇所","箇所","箇所","箇所","箇所","箇所","箇所","箇所","箇所","箇所","箇所","箇所","箇所","箇所","箇所","箇所","箇所","箇所","箇所","箇所","箇所","箇所","箇所","箇所","箇所","箇所","箇所","箇所","箇所","箇所","箇所","箇所","箇所","箇所","箇所","箇所","箇所","箇所","箇所","箇所","箇所","箇所","箇所","箇所","箇所","箇所","箇所","箇所","箇所","箇所","箇所","箇所","箇所","箇所","箇所","箇所","箇所","箇所","箇所","箇所","箇所","箇所","箇所","箇所","箇所","箇所","箇所","箇所","箇所","箇所","箇所","箇所","箇所","箇所","箇所","箇所","箇所","箇所","箇所","箇所","箇所","箇所","箇所","箇所","箇所","箇所","箇所","箇所","箇所","箇所","箇所","箇所","箇所","箇所","箇所","箇所","箇所","箇所","箇所","箇所","箇所","箇所","箇所","箇所","箇所","箇所","箇所","箇所","箇所","箇所","箇所","箇所","箇所","箇所","箇所","箇所","箇所"]
[null,"B-D列はツール内で未使用"]
["行key↓","total","年度NO","比較地域NO","西暦","和暦","該当地域コード","該当地域名","アウトプット項目",1,2,3,4,5,6,7,8,9,10,11,12,13,14,15,16,17,18,19,20,21,22,23,24,25,26,27,28,29,30,31,32,33,34,35,36,37,38,39,40,41,42,43,44,45,46,47,48,49,50,51,52,53,54,55,56,57,58,59,60,61,62,63,64,65,66,67,68,69,70,71,72,73,74,75,76,77,78,79,80,81,82,83,84,85,86,87,88,89,90,91,92,93,94,95,96,97,98,99,1711,1731,3311,3312,3411,3511,"1_ene","2_ene","3_ene","4_ene","5_ene","6_ene","7_ene","8_ene","9_ene","10_ene","11_ene","12_ene","13_ene","14_ene","15_ene","16_ene","17_ene","18_ene","19_ene","20_ene","21_ene","22_ene","23_ene","24_ene","25_ene","26_ene","27_ene","28_ene","29_ene","30_ene","31_ene","32_ene","33_ene","34_ene","35_ene","36_ene","37_ene","38_ene","39_ene","40_ene","41_ene","42_ene","43_ene","44_ene","45_ene","46_ene","47_ene","48_ene","49_ene","50_ene","51_ene","52_ene","53_ene","54_ene","55_ene","56_ene","57_ene","58_ene","59_ene","60_ene","61_ene","62_ene","63_ene","64_ene","65_ene","66_ene","67_ene","68_ene","69_ene","70_ene","71_ene","72_ene","73_ene","74_ene","75_ene","76_ene","77_ene","78_ene","79_ene","80_ene","81_ene","82_ene","83_ene","84_ene","85_ene","86_ene","87_ene","88_ene","89_ene","90_ene","91_ene","92_ene","93_ene","94_ene","95_ene","96_ene","97_ene","98_ene","99_ene","ene_tyu","A_ene","B_ene","C_ene","D_ene","E_ene","F_ene","G_ene","H_ene","I_ene","J_ene","K_ene","L_ene","M_ene","N_ene","O_ene","P_ene","Q_ene","R_ene","S_ene","T_ene","ene_dai","A","B","C","D","E","F","G","H","I","J","K","L","M","N","O","P","Q","R","S","T",null,1,2,3,4,5,6,7,8,9,10,11,12,13,14,15,16,17,18,19,20,21,22,23,24,25,26,27,28,29,30,31,32,33,34,35,36,37,38,39,40,41,42,43,44,45,46,47,48,49,50,51,52,53,54,55,56,57,58,59,60,61,62,63,64,65,66,67,68,69,70,71,72,73,74,75,76,77,78,79,80,81,82,83,84,85,86,87,88,89,90,91,92,93,94,95,96,97,98,99,1711,1731,3311,3312,3411,3511,"1_ene","2_ene","3_ene","4_ene","5_ene","6_ene","7_ene","8_ene","9_ene","10_ene","11_ene","12_ene","13_ene","14_ene","15_ene","16_ene","17_ene","18_ene","19_ene","20_ene","21_ene","22_ene","23_ene","24_ene","25_ene","26_ene","27_ene","28_ene","29_ene","30_ene","31_ene","32_ene","33_ene","34_ene","35_ene","36_ene","37_ene","38_ene","39_ene","40_ene","41_ene","42_ene","43_ene","44_ene","45_ene","46_ene","47_ene","48_ene","49_ene","50_ene","51_ene","52_ene","53_ene","54_ene","55_ene","56_ene","57_ene","58_ene","59_ene","60_ene","61_ene","62_ene","63_ene","64_ene","65_ene","66_ene","67_ene","68_ene","69_ene","70_ene","71_ene","72_ene","73_ene","74_ene","75_ene","76_ene","77_ene","78_ene","79_ene","80_ene","81_ene","82_ene","83_ene","84_ene","85_ene","86_ene","87_ene","88_ene","89_ene","90_ene","91_ene","92_ene","93_ene","94_ene","95_ene","96_ene","97_ene","98_ene","99_ene","ene_tyu","A_ene","B_ene","C_ene","D_ene","E_ene","F_ene","G_ene","H_ene","I_ene","J_ene","K_ene","L_ene","M_ene","N_ene","O_ene","P_ene","Q_ene","R_ene","S_ene","T_ene","ene_dai","A","B","C","D","E","F","G","H","I","J","K","L","M","N","O","P","Q","R","S","T"]
["39403_平成2年度",1,1,1,1990,"平成2年度","39403","越知町","データ","","","","","","","","","","","","","","","","","","","","","","","","","","","","","","","","","","","","","","","","","","","","","","","","","","","","","","","","","","","","","","","","","","","","","","","","","","","","","","","","","","","","","","","","","","","","","","","","","","","","","","","","","","","","","","","","","","","","","","","","","","","","","","","","","","","","","","","","","","","","","","","","","","","","","","","","","","","","","","","","","","","","","","","","","","","","","","","","","","","","","","","","","","","","","","","","","","","","","","","","","","","","","","","","","","","","","","","","","","","","","","","","","","","","","","","","","","","","","","","","","","","","","","",null,"","","","","","","","","","","","","","","","","","","","","","","","","","","","","","","","","","","","","","","","","","","","","","","","","","","","","","","","","","","","","","","","","","","","","","","","","","","","","","","","","","","","","","","","","","","","","","","","","","","","","","","","","","","","","","","","","","","","","","","","","","","","","","","","","","","","","","","","","","","","","","","","","","","","","","","","","","","","","","","","","","","","","","","","","","","","","","","","","","","","","","","","","","","","","","","","","","","","","","","","","","","","","","","","","","","","","","","","","","","","","","","","","","","","","","","","","","","","","","","","","","","","","",""]
["39403_平成17年度",2,2,1,2005,"平成17年度","39403","越知町",null,"","","","","","","","","","","","","","","","","","","","","","","","","","","","","","","","","","","","","","","","","","","","","","","","","","","","","","","","","","","","","","","","","","","","","","","","","","","","","","","","","","","","","","","","","","","","","","","","","","","","","","","","","","","","","","","","","","","","","","","","","","","","","","","","","","","","","","","","","","","","","","","","","","","","","","","","","","","","","","","","","","","","","","","","","","","","","","","","","","","","","","","","","","","","","","","","","","","","","","","","","","","","","","","","","","","","","","","","","","","","","","","","","","","","","","","","","","","","","","","","","","","","","","",null,"","","","","","","","","","","","","","","","","","","","","","","","","","","","","","","","","","","","","","","","","","","","","","","","","","","","","","","","","","","","","","","","","","","","","","","","","","","","","","","","","","","","","","","","","","","","","","","","","","","","","","","","","","","","","","","","","","","","","","","","","","","","","","","","","","","","","","","","","","","","","","","","","","","","","","","","","","","","","","","","","","","","","","","","","","","","","","","","","","","","","","","","","","","","","","","","","","","","","","","","","","","","","","","","","","","","","","","","","","","","","","","","","","","","","","","","","","","","","","","","","","","","","",""]
["39403_平成18年度",3,3,1,2006,"平成18年度","39403","越知町",null,"","","","","","","","","","","","","","","","","","","","","","","","","","","","","","","","","","","","","","","","","","","","","","","","","","","","","","","","","","","","","","","","","","","","","","","","","","","","","","","","","","","","","","","","","","","","","","","","","","","","","","","","","","","","","","","","","","","","","","","","","","","","","","","","","","","","","","","","","","","","","","","","","","","","","","","","","","","","","","","","","","","","","","","","","","","","","","","","","","","","","","","","","","","","","","","","","","","","","","","","","","","","","","","","","","","","","","","","","","","","","","","","","","","","","","","","","","","","","","","","","","","","","","",null,"","","","","","","","","","","","","","","","","","","","","","","","","","","","","","","","","","","","","","","","","","","","","","","","","","","","","","","","","","","","","","","","","","","","","","","","","","","","","","","","","","","","","","","","","","","","","","","","","","","","","","","","","","","","","","","","","","","","","","","","","","","","","","","","","","","","","","","","","","","","","","","","","","","","","","","","","","","","","","","","","","","","","","","","","","","","","","","","","","","","","","","","","","","","","","","","","","","","","","","","","","","","","","","","","","","","","","","","","","","","","","","","","","","","","","","","","","","","","","","","","","","","","",""]
["39403_平成19年度",4,4,1,2007,"平成19年度","39403","越知町",null,"","","","","","","","","","","","","","","","","","","","","","","","","","","","","","","","","","","","","","","","","","","","","","","","","","","","","","","","","","","","","","","","","","","","","","","","","","","","","","","","","","","","","","","","","","","","","","","","","","","","","","","","","","","","","","","","","","","","","","","","","","","","","","","","","","","","","","","","","","","","","","","","","","","","","","","","","","","","","","","","","","","","","","","","","","","","","","","","","","","","","","","","","","","","","","","","","","","","","","","","","","","","","","","","","","","","","","","","","","","","","","","","","","","","","","","","","","","","","","","","","","","","","","",null,"","","","","","","","","","","","","","","","","","","","","","","","","","","","","","","","","","","","","","","","","","","","","","","","","","","","","","","","","","","","","","","","","","","","","","","","","","","","","","","","","","","","","","","","","","","","","","","","","","","","","","","","","","","","","","","","","","","","","","","","","","","","","","","","","","","","","","","","","","","","","","","","","","","","","","","","","","","","","","","","","","","","","","","","","","","","","","","","","","","","","","","","","","","","","","","","","","","","","","","","","","","","","","","","","","","","","","","","","","","","","","","","","","","","","","","","","","","","","","","","","","","","","",""]
["39403_平成20年度",5,5,1,2008,"平成20年度","39403","越知町",null,"","","","","","","","","","","","","","","","","","","","","","","","","","","","","","","","","","","","","","","","","","","","","","","","","","","","","","","","","","","","","","","","","","","","","","","","","","","","","","","","","","","","","","","","","","","","","","","","","","","","","","","","","","","","","","","","","","","","","","","","","","","","","","","","","","","","","","","","","","","","","","","","","","","","","","","","","","","","","","","","","","","","","","","","","","","","","","","","","","","","","","","","","","","","","","","","","","","","","","","","","","","","","","","","","","","","","","","","","","","","","","","","","","","","","","","","","","","","","","","","","","","","","","",null,"","","","","","","","","","","","","","","","","","","","","","","","","","","","","","","","","","","","","","","","","","","","","","","","","","","","","","","","","","","","","","","","","","","","","","","","","","","","","","","","","","","","","","","","","","","","","","","","","","","","","","","","","","","","","","","","","","","","","","","","","","","","","","","","","","","","","","","","","","","","","","","","","","","","","","","","","","","","","","","","","","","","","","","","","","","","","","","","","","","","","","","","","","","","","","","","","","","","","","","","","","","","","","","","","","","","","","","","","","","","","","","","","","","","","","","","","","","","","","","","","","","","","",""]
["39403_平成21年度",6,6,1,2009,"平成21年度","39403","越知町",null,{"v":0,"d":"0 "},{"v":0,"d":"0 "},{"v":0,"d":"0 "},{"v":0,"d":"0 "},{"v":0,"d":"0 "},{"v":0,"d":"0 "},{"v":0,"d":"0 "},{"v":0,"d":"0 "},{"v":0,"d":"0 "},{"v":0,"d":"0 "},{"v":0,"d":"0 "},{"v":0,"d":"0 "},{"v":0,"d":"0 "},{"v":0,"d":"0 "},{"v":0,"d":"0 "},{"v":0,"d":"0 "},{"v":0,"d":"0 "},{"v":0,"d":"0 "},{"v":0,"d":"0 "},{"v":0,"d":"0 "},{"v":0,"d":"0 "},{"v":0,"d":"0 "},{"v":0,"d":"0 "},{"v":0,"d":"0 "},{"v":0,"d":"0 "},{"v":0,"d":"0 "},{"v":0,"d":"0 "},{"v":0,"d":"0 "},{"v":0,"d":"0 "},{"v":0,"d":"0 "},{"v":0,"d":"0 "},{"v":0,"d":"0 "},{"v":0,"d":"0 "},{"v":0,"d":"0 "},{"v":0,"d":"0 "},{"v":0,"d":"0 "},{"v":0,"d":"0 "},{"v":0,"d":"0 "},{"v":0,"d":"0 "},{"v":0,"d":"0 "},{"v":0,"d":"0 "},{"v":0,"d":"0 "},{"v":0,"d":"0 "},{"v":0,"d":"0 "},{"v":0,"d":"0 "},{"v":0,"d":"0 "},{"v":0,"d":"0 "},{"v":0,"d":"0 "},{"v":0,"d":"0 "},{"v":0,"d":"0 "},{"v":0,"d":"0 "},{"v":0,"d":"0 "},{"v":0,"d":"0 "},{"v":0,"d":"0 "},{"v":0,"d":"0 "},{"v":0,"d":"0 "},{"v":0,"d":"0 "},{"v":0,"d":"0 "},{"v":0,"d":"0 "},{"v":0,"d":"0 "},{"v":0,"d":"0 "},{"v":0,"d":"0 "},{"v":0,"d":"0 "},{"v":0,"d":"0 "},{"v":0,"d":"0 "},{"v":0,"d":"0 "},{"v":0,"d":"0 "},{"v":0,"d":"0 "},{"v":0,"d":"0 "},{"v":0,"d":"0 "},{"v":0,"d":"0 "},{"v":0,"d":"0 "},{"v":0,"d":"0 "},{"v":0,"d":"0 "},{"v":0,"d":"0 "},{"v":0,"d":"0 "},{"v":0,"d":"0 "},{"v":0,"d":"0 "},{"v":0,"d":"0 "},{"v":0,"d":"0 "},{"v":0,"d":"0 "},{"v":0,"d":"0 "},{"v":0,"d":"0 "},{"v":0,"d":"0 "},{"v":0,"d":"0 "},{"v":0,"d":"0 "},{"v":0,"d":"0 "},{"v":0,"d":"0 "},{"v":0,"d":"0 "},{"v":0,"d":"0 "},{"v":0,"d":"0 "},{"v":0,"d":"0 "},{"v":0,"d":"0 "},{"v":0,"d":"0 "},{"v":0,"d":"0 "},{"v":0,"d":"0 "},{"v":0,"d":"0 "},{"v":0,"d":"0 "},{"v":0,"d":"0 "},{"v":0,"d":"0 "},{"v":0,"d":"0 "},{"v":0,"d":"0 "},{"v":0,"d":"0 "},{"v":0,"d":"0 "},{"v":0,"d":"0 "},{"v":0,"d":"0 "},{"v":0,"d":"0 "},{"v":0,"d":"0 "},{"v":0,"d":"0 "},{"v":0,"d":"0 "},{"v":0,"d":"0 "},{"v":0,"d":"0 "},{"v":0,"d":"0 "},{"v":0,"d":"0 "},{"v":0,"d":"0 "},{"v":0,"d":"0 "},{"v":0,"d":"0 "},{"v":0,"d":"0 "},{"v":0,"d":"0 "},{"v":0,"d":"0 "},{"v":0,"d":"0 "},{"v":0,"d":"0 "},{"v":0,"d":"0 "},{"v":0,"d":"0 "},{"v":0,"d":"0 "},{"v":0,"d":"0 "},{"v":0,"d":"0 "},{"v":0,"d":"0 "},{"v":0,"d":"0 "},{"v":0,"d":"0 "},{"v":0,"d":"0 "},{"v":0,"d":"0 "},{"v":0,"d":"0 "},{"v":0,"d":"0 "},{"v":0,"d":"0 "},{"v":0,"d":"0 "},{"v":0,"d":"0 "},{"v":0,"d":"0 "},{"v":0,"d":"0 "},{"v":0,"d":"0 "},{"v":0,"d":"0 "},{"v":0,"d":"0 "},{"v":0,"d":"0 "},{"v":0,"d":"0 "},{"v":0,"d":"0 "},{"v":0,"d":"0 "},{"v":0,"d":"0 "},{"v":0,"d":"0 "},{"v":0,"d":"0 "},{"v":0,"d":"0 "},{"v":0,"d":"0 "},{"v":0,"d":"0 "},{"v":0,"d":"0 "},{"v":0,"d":"0 "},{"v":0,"d":"0 "},{"v":0,"d":"0 "},{"v":0,"d":"0 "},{"v":0,"d":"0 "},{"v":0,"d":"0 "},{"v":0,"d":"0 "},{"v":0,"d":"0 "},{"v":0,"d":"0 "},{"v":0,"d":"0 "},{"v":0,"d":"0 "},{"v":0,"d":"0 "},{"v":0,"d":"0 "},{"v":0,"d":"0 "},{"v":0,"d":"0 "},{"v":0,"d":"0 "},{"v":0,"d":"0 "},{"v":0,"d":"0 "},{"v":0,"d":"0 "},{"v":0,"d":"0 "},{"v":0,"d":"0 "},{"v":0,"d":"0 "},{"v":0,"d":"0 "},{"v":0,"d":"0 "},{"v":0,"d":"0 "},{"v":0,"d":"0 "},{"v":0,"d":"0 "},{"v":0,"d":"0 "},{"v":0,"d":"0 "},{"v":0,"d":"0 "},{"v":0,"d":"0 "},{"v":0,"d":"0 "},{"v":0,"d":"0 "},{"v":0,"d":"0 "},{"v":0,"d":"0 "},{"v":0,"d":"0 "},{"v":0,"d":"0 "},{"v":0,"d":"0 "},{"v":0,"d":"0 "},{"v":0,"d":"0 "},{"v":0,"d":"0 "},{"v":0,"d":"0 "},{"v":0,"d":"0 "},{"v":0,"d":"0 "},{"v":0,"d":"0 "},{"v":0,"d":"0 "},{"v":0,"d":"0 "},{"v":0,"d":"0 "},{"v":0,"d":"0 "},{"v":0,"d":"0 "},{"v":0,"d":"0 "},{"v":0,"d":"0 "},{"v":0,"d":"0 "},{"v":0,"d":"0 "},{"v":0,"d":"0 "},{"v":0,"d":"0 "},{"v":0,"d":"0 "},{"v":0,"d":"0 "},{"v":0,"d":"0 "},{"v":0,"d":"0 "},{"v":0,"d":"0 "},{"v":0,"d":"0 "},{"v":0,"d":"0 "},{"v":0,"d":"0 "},{"v":0,"d":"0 "},{"v":0,"d":"0 "},{"v":0,"d":"0 "},{"v":0,"d":"0 "},{"v":0,"d":"0 "},{"v":0,"d":"0 "},{"v":0,"d":"0 "},{"v":0,"d":"0 "},{"v":0,"d":"0 "},{"v":0,"d":"0 "},{"v":0,"d":"0 "},{"v":0,"d":"0 "},{"v":0,"d":"0 "},{"v":0,"d":"0 "},{"v":0,"d":"0 "},{"v":0,"d":"0 "},{"v":0,"d":"0 "},{"v":0,"d":"0 "},{"v":0,"d":"0 "},{"v":0,"d":"0 "},{"v":0,"d":"0 "},{"v":0,"d":"0 "},{"v":0,"d":"0 "},{"v":0,"d":"0 "},{"v":0,"d":"0 "},{"v":0,"d":"0 "},{"v":0,"d":"0 "},{"v":0,"d":"0 "},{"v":0,"d":"0 "},{"v":0,"d":"0 "},{"v":0,"d":"0 "},{"v":0,"d":"0 "},{"v":0,"d":"0 "},{"v":0,"d":"0 "},{"v":0,"d":"0 "},{"v":0,"d":"0 "},{"v":0,"d":"0 "},{"v":0,"d":"0 "},{"v":0,"d":"0 "},{"v":0,"d":"0 "},{"v":0,"d":"0 "},{"v":0,"d":"0 "},{"v":0,"d":"0 "},{"v":0,"d":"0 "},{"v":0,"d":"0 "},{"v":0,"d":"0 "},{"v":0,"d":"0 "},{"v":0,"d":"0 "},{"v":0,"d":"0 "},{"v":0,"d":"0 "},{"v":0,"d":"0 "},{"v":0,"d":"0 "},{"v":0,"d":"0 "},{"v":0,"d":"0 "},{"v":0,"d":"0 "},{"v":0,"d":"0 "},{"v":0,"d":"0 "},{"v":0,"d":"0 "},{"v":0,"d":"0 "},{"v":0,"d":"0 "},{"v":0,"d":"0 "},{"v":0,"d":"0 "},{"v":0,"d":"0 "},{"v":0,"d":"0 "},{"v":0,"d":"0 "},{"v":0,"d":"0 "},{"v":0,"d":"0 "},{"v":0,"d":"0 "},{"v":0,"d":"0 "},{"v":0,"d":"0 "},{"v":0,"d":"0 "},{"v":0,"d":"0 "},{"v":0,"d":"0 "},{"v":0,"d":"0 "},{"v":0,"d":"0 "},{"v":0,"d":"0 "},{"v":0,"d":"0 "},{"v":0,"d":"0 "},{"v":0,"d":"0 "},{"v":0,"d":"0 "},{"v":0,"d":"0 "},{"v":0,"d":"0 "},{"v":0,"d":"0 "},{"v":0,"d":"0 "},{"v":0,"d":"0 "},{"v":0,"d":"0 "},{"v":0,"d":"0 "},{"v":0,"d":"0 "},{"v":0,"d":"0 "},{"v":0,"d":"0 "},{"v":0,"d":"0 "},{"v":0,"d":"0 "},{"v":0,"d":"0 "},{"v":0,"d":"0 "},{"v":0,"d":"0 "},{"v":0,"d":"0 "},{"v":0,"d":"0 "},{"v":0,"d":"0 "},{"v":0,"d":"0 "},{"v":0,"d":"0 "},{"v":0,"d":"0 "},{"v":0,"d":"0 "},{"v":0,"d":"0 "},{"v":0,"d":"0 "},{"v":0,"d":"0 "},{"v":0,"d":"0 "},{"v":0,"d":"0 "},{"v":0,"d":"0 "},{"v":0,"d":"0 "},{"v":0,"d":"0 "},{"v":0,"d":"0 "},{"v":0,"d":"0 "},{"v":0,"d":"0 "},{"v":0,"d":"0 "},{"v":0,"d":"0 "},{"v":0,"d":"0 "},{"v":0,"d":"0 "},{"v":0,"d":"0 "},{"v":0,"d":"0 "},{"v":0,"d":"0 "},{"v":0,"d":"0 "},{"v":0,"d":"0 "},{"v":0,"d":"0 "},{"v":0,"d":"0 "},{"v":0,"d":"0 "},{"v":0,"d":"0 "},{"v":0,"d":"0 "},{"v":0,"d":"0 "},{"v":0,"d":"0 "},{"v":0,"d":"0 "},{"v":0,"d":"0 "},{"v":0,"d":"0 "},{"v":0,"d":"0 "},{"v":0,"d":"0 "},{"v":0,"d":"0 "},{"v":0,"d":"0 "},{"v":0,"d":"0 "},{"v":0,"d":"0 "},{"v":0,"d":"0 "},{"v":0,"d":"0 "},{"v":0,"d":"0 "},{"v":0,"d":"0 "},{"v":0,"d":"0 "},{"v":0,"d":"0 "},{"v":0,"d":"0 "},{"v":0,"d":"0 "},{"v":0,"d":"0 "},{"v":0,"d":"0 "},{"v":0,"d":"0 "},{"v":0,"d":"0 "},{"v":0,"d":"0 "},{"v":0,"d":"0 "},{"v":0,"d":"0 "},{"v":0,"d":"0 "},{"v":0,"d":"0 "},{"v":0,"d":"0 "},{"v":0,"d":"0 "},{"v":0,"d":"0 "},{"v":0,"d":"0 "},{"v":0,"d":"0 "},{"v":0,"d":"0 "},{"v":0,"d":"0 "},{"v":0,"d":"0 "},{"v":0,"d":"0 "},{"v":0,"d":"0 "},{"v":0,"d":"0 "},{"v":0,"d":"0 "},{"v":0,"d":"0 "},{"v":0,"d":"0 "},{"v":0,"d":"0 "},{"v":0,"d":"0 "},{"v":0,"d":"0 "},{"v":0,"d":"0 "},{"v":0,"d":"0 "},{"v":0,"d":"0 "},{"v":0,"d":"0 "},{"v":0,"d":"0 "},{"v":0,"d":"0 "},{"v":0,"d":"0 "},{"v":0,"d":"0 "},{"v":0,"d":"0 "},{"v":0,"d":"0 "},{"v":0,"d":"0 "},{"v":0,"d":"0 "},{"v":0,"d":"0 "},{"v":0,"d":"0 "},{"v":0,"d":"0 "},{"v":0,"d":"0 "},{"v":0,"d":"0 "},{"v":0,"d":"0 "},{"v":0,"d":"0 "},{"v":0,"d":"0 "},{"v":0,"d":"0 "},{"v":0,"d":"0 "},{"v":0,"d":"0 "},{"v":0,"d":"0 "},{"v":0,"d":"0 "},{"v":0,"d":"0 "},{"v":0,"d":"0 "},{"v":0,"d":"0 "},{"v":0,"d":"0 "},{"v":0,"d":"0 "},{"v":0,"d":"0 "},{"v":0,"d":"0 "},{"v":0,"d":"0 "},{"v":0,"d":"0 "},{"v":0,"d":"0 "},{"v":0,"d":"0 "},{"v":0,"d":"0 "},{"v":0,"d":"0 "},{"v":0,"d":"0 "},{"v":0,"d":"0 "},{"v":0,"d":"0 "},{"v":0,"d":"0 "},{"v":0,"d":"0 "},{"v":0,"d":"0 "},{"v":0,"d":"0 "},{"v":0,"d":"0 "},{"v":0,"d":"0 "},{"v":0,"d":"0 "},{"v":0,"d":"0 "},{"v":0,"d":"0 "},{"v":0,"d":"0 "},{"v":0,"d":"0 "},{"v":0,"d":"0 "},{"v":0,"d":"0 "},{"v":0,"d":"0 "},{"v":0,"d":"0 "},{"v":0,"d":"0 "},{"v":0,"d":"0 "},{"v":0,"d":"0 "},{"v":0,"d":"0 "},{"v":0,"d":"0 "},{"v":0,"d":"0 "},{"v":0,"d":"0 "},{"v":0,"d":"0 "},{"v":0,"d":"0 "},{"v":0,"d":"0 "},{"v":0,"d":"0 "},{"v":0,"d":"0 "},{"v":0,"d":"0 "},{"v":0,"d":"0 "},{"v":0,"d":"0 "},{"v":0,"d":"0 "},{"v":0,"d":"0 "},{"v":0,"d":"0 "},{"v":0,"d":"0 "},{"v":0,"d":"0 "},{"v":0,"d":"0 "},{"v":0,"d":"0 "},{"v":0,"d":"0 "},{"v":0,"d":"0 "},{"v":0,"d":"0 "},{"v":0,"d":"0 "},{"v":0,"d":"0 "},{"v":0,"d":"0 "},{"v":0,"d":"0 "},{"v":0,"d":"0 "},{"v":0,"d":"0 "},{"v":0,"d":"0 "},{"v":0,"d":"0 "},{"v":0,"d":"0 "},{"v":0,"d":"0 "},{"v":0,"d":"0 "},{"v":0,"d":"0 "},{"v":0,"d":"0 "},{"v":0,"d":"0 "},{"v":0,"d":"0 "},{"v":0,"d":"0 "},{"v":0,"d":"0 "},{"v":0,"d":"0 "},{"v":0,"d":"0 "},{"v":0,"d":"0 "},{"v":0,"d":"0 "},{"v":0,"d":"0 "},{"v":0,"d":"0 "}]
["39403_平成22年度",7,7,1,2010,"平成22年度","39403","越知町",null,{"v":0,"d":"0 "},{"v":0,"d":"0 "},{"v":0,"d":"0 "},{"v":0,"d":"0 "},{"v":0,"d":"0 "},{"v":0,"d":"0 "},{"v":0,"d":"0 "},{"v":0,"d":"0 "},{"v":0,"d":"0 "},{"v":0,"d":"0 "},{"v":0,"d":"0 "},{"v":0,"d":"0 "},{"v":0,"d":"0 "},{"v":0,"d":"0 "},{"v":0,"d":"0 "},{"v":0,"d":"0 "},{"v":0,"d":"0 "},{"v":0,"d":"0 "},{"v":0,"d":"0 "},{"v":0,"d":"0 "},{"v":0,"d":"0 "},{"v":0,"d":"0 "},{"v":0,"d":"0 "},{"v":0,"d":"0 "},{"v":0,"d":"0 "},{"v":0,"d":"0 "},{"v":0,"d":"0 "},{"v":0,"d":"0 "},{"v":0,"d":"0 "},{"v":0,"d":"0 "},{"v":0,"d":"0 "},{"v":0,"d":"0 "},{"v":0,"d":"0 "},{"v":0,"d":"0 "},{"v":0,"d":"0 "},{"v":0,"d":"0 "},{"v":0,"d":"0 "},{"v":0,"d":"0 "},{"v":0,"d":"0 "},{"v":0,"d":"0 "},{"v":0,"d":"0 "},{"v":0,"d":"0 "},{"v":0,"d":"0 "},{"v":0,"d":"0 "},{"v":0,"d":"0 "},{"v":0,"d":"0 "},{"v":0,"d":"0 "},{"v":0,"d":"0 "},{"v":0,"d":"0 "},{"v":0,"d":"0 "},{"v":0,"d":"0 "},{"v":0,"d":"0 "},{"v":0,"d":"0 "},{"v":0,"d":"0 "},{"v":0,"d":"0 "},{"v":0,"d":"0 "},{"v":0,"d":"0 "},{"v":0,"d":"0 "},{"v":0,"d":"0 "},{"v":0,"d":"0 "},{"v":0,"d":"0 "},{"v":0,"d":"0 "},{"v":0,"d":"0 "},{"v":0,"d":"0 "},{"v":0,"d":"0 "},{"v":0,"d":"0 "},{"v":0,"d":"0 "},{"v":0,"d":"0 "},{"v":0,"d":"0 "},{"v":0,"d":"0 "},{"v":0,"d":"0 "},{"v":0,"d":"0 "},{"v":0,"d":"0 "},{"v":0,"d":"0 "},{"v":0,"d":"0 "},{"v":0,"d":"0 "},{"v":0,"d":"0 "},{"v":0,"d":"0 "},{"v":0,"d":"0 "},{"v":0,"d":"0 "},{"v":0,"d":"0 "},{"v":0,"d":"0 "},{"v":0,"d":"0 "},{"v":0,"d":"0 "},{"v":0,"d":"0 "},{"v":0,"d":"0 "},{"v":0,"d":"0 "},{"v":0,"d":"0 "},{"v":0,"d":"0 "},{"v":0,"d":"0 "},{"v":0,"d":"0 "},{"v":0,"d":"0 "},{"v":0,"d":"0 "},{"v":0,"d":"0 "},{"v":0,"d":"0 "},{"v":0,"d":"0 "},{"v":0,"d":"0 "},{"v":0,"d":"0 "},{"v":0,"d":"0 "},{"v":0,"d":"0 "},{"v":0,"d":"0 "},{"v":0,"d":"0 "},{"v":0,"d":"0 "},{"v":0,"d":"0 "},{"v":0,"d":"0 "},{"v":0,"d":"0 "},{"v":0,"d":"0 "},{"v":0,"d":"0 "},{"v":0,"d":"0 "},{"v":0,"d":"0 "},{"v":0,"d":"0 "},{"v":0,"d":"0 "},{"v":0,"d":"0 "},{"v":0,"d":"0 "},{"v":0,"d":"0 "},{"v":0,"d":"0 "},{"v":0,"d":"0 "},{"v":0,"d":"0 "},{"v":0,"d":"0 "},{"v":0,"d":"0 "},{"v":0,"d":"0 "},{"v":0,"d":"0 "},{"v":0,"d":"0 "},{"v":0,"d":"0 "},{"v":0,"d":"0 "},{"v":0,"d":"0 "},{"v":0,"d":"0 "},{"v":0,"d":"0 "},{"v":0,"d":"0 "},{"v":0,"d":"0 "},{"v":0,"d":"0 "},{"v":0,"d":"0 "},{"v":0,"d":"0 "},{"v":0,"d":"0 "},{"v":0,"d":"0 "},{"v":0,"d":"0 "},{"v":0,"d":"0 "},{"v":0,"d":"0 "},{"v":0,"d":"0 "},{"v":0,"d":"0 "},{"v":0,"d":"0 "},{"v":0,"d":"0 "},{"v":0,"d":"0 "},{"v":0,"d":"0 "},{"v":0,"d":"0 "},{"v":0,"d":"0 "},{"v":0,"d":"0 "},{"v":0,"d":"0 "},{"v":0,"d":"0 "},{"v":0,"d":"0 "},{"v":0,"d":"0 "},{"v":0,"d":"0 "},{"v":0,"d":"0 "},{"v":0,"d":"0 "},{"v":0,"d":"0 "},{"v":0,"d":"0 "},{"v":0,"d":"0 "},{"v":0,"d":"0 "},{"v":0,"d":"0 "},{"v":0,"d":"0 "},{"v":0,"d":"0 "},{"v":0,"d":"0 "},{"v":0,"d":"0 "},{"v":0,"d":"0 "},{"v":0,"d":"0 "},{"v":0,"d":"0 "},{"v":0,"d":"0 "},{"v":0,"d":"0 "},{"v":0,"d":"0 "},{"v":0,"d":"0 "},{"v":0,"d":"0 "},{"v":0,"d":"0 "},{"v":0,"d":"0 "},{"v":0,"d":"0 "},{"v":0,"d":"0 "},{"v":0,"d":"0 "},{"v":0,"d":"0 "},{"v":0,"d":"0 "},{"v":0,"d":"0 "},{"v":0,"d":"0 "},{"v":0,"d":"0 "},{"v":0,"d":"0 "},{"v":0,"d":"0 "},{"v":0,"d":"0 "},{"v":0,"d":"0 "},{"v":0,"d":"0 "},{"v":0,"d":"0 "},{"v":0,"d":"0 "},{"v":0,"d":"0 "},{"v":0,"d":"0 "},{"v":0,"d":"0 "},{"v":0,"d":"0 "},{"v":0,"d":"0 "},{"v":0,"d":"0 "},{"v":0,"d":"0 "},{"v":0,"d":"0 "},{"v":0,"d":"0 "},{"v":0,"d":"0 "},{"v":0,"d":"0 "},{"v":0,"d":"0 "},{"v":0,"d":"0 "},{"v":0,"d":"0 "},{"v":0,"d":"0 "},{"v":0,"d":"0 "},{"v":0,"d":"0 "},{"v":0,"d":"0 "},{"v":0,"d":"0 "},{"v":0,"d":"0 "},{"v":0,"d":"0 "},{"v":0,"d":"0 "},{"v":0,"d":"0 "},{"v":0,"d":"0 "},{"v":0,"d":"0 "},{"v":0,"d":"0 "},{"v":0,"d":"0 "},{"v":0,"d":"0 "},{"v":0,"d":"0 "},{"v":0,"d":"0 "},{"v":0,"d":"0 "},{"v":0,"d":"0 "},{"v":0,"d":"0 "},{"v":0,"d":"0 "},{"v":0,"d":"0 "},{"v":0,"d":"0 "},{"v":0,"d":"0 "},{"v":0,"d":"0 "},{"v":0,"d":"0 "},{"v":0,"d":"0 "},{"v":0,"d":"0 "},{"v":0,"d":"0 "},{"v":0,"d":"0 "},{"v":0,"d":"0 "},{"v":0,"d":"0 "},{"v":0,"d":"0 "},{"v":0,"d":"0 "},{"v":0,"d":"0 "},{"v":0,"d":"0 "},{"v":0,"d":"0 "},{"v":0,"d":"0 "},{"v":0,"d":"0 "},{"v":0,"d":"0 "},{"v":0,"d":"0 "},{"v":0,"d":"0 "},{"v":0,"d":"0 "},{"v":0,"d":"0 "},{"v":0,"d":"0 "},{"v":0,"d":"0 "},{"v":0,"d":"0 "},{"v":0,"d":"0 "},{"v":0,"d":"0 "},{"v":0,"d":"0 "},{"v":0,"d":"0 "},{"v":0,"d":"0 "},{"v":0,"d":"0 "},{"v":0,"d":"0 "},{"v":0,"d":"0 "},{"v":0,"d":"0 "},{"v":0,"d":"0 "},{"v":0,"d":"0 "},{"v":0,"d":"0 "},{"v":0,"d":"0 "},{"v":0,"d":"0 "},{"v":0,"d":"0 "},{"v":0,"d":"0 "},{"v":0,"d":"0 "},{"v":0,"d":"0 "},{"v":0,"d":"0 "},{"v":0,"d":"0 "},{"v":0,"d":"0 "},{"v":0,"d":"0 "},{"v":0,"d":"0 "},{"v":0,"d":"0 "},{"v":0,"d":"0 "},{"v":0,"d":"0 "},{"v":0,"d":"0 "},{"v":0,"d":"0 "},{"v":0,"d":"0 "},{"v":0,"d":"0 "},{"v":0,"d":"0 "},{"v":0,"d":"0 "},{"v":0,"d":"0 "},{"v":0,"d":"0 "},{"v":0,"d":"0 "},{"v":0,"d":"0 "},{"v":0,"d":"0 "},{"v":0,"d":"0 "},{"v":0,"d":"0 "},{"v":0,"d":"0 "},{"v":0,"d":"0 "},{"v":0,"d":"0 "},{"v":0,"d":"0 "},{"v":0,"d":"0 "},{"v":0,"d":"0 "},{"v":0,"d":"0 "},{"v":0,"d":"0 "},{"v":0,"d":"0 "},{"v":0,"d":"0 "},{"v":0,"d":"0 "},{"v":0,"d":"0 "},{"v":0,"d":"0 "},{"v":0,"d":"0 "},{"v":0,"d":"0 "},{"v":0,"d":"0 "},{"v":0,"d":"0 "},{"v":0,"d":"0 "},{"v":0,"d":"0 "},{"v":0,"d":"0 "},{"v":0,"d":"0 "},{"v":0,"d":"0 "},{"v":0,"d":"0 "},{"v":0,"d":"0 "},{"v":0,"d":"0 "},{"v":0,"d":"0 "},{"v":0,"d":"0 "},{"v":0,"d":"0 "},{"v":0,"d":"0 "},{"v":0,"d":"0 "},{"v":0,"d":"0 "},{"v":0,"d":"0 "},{"v":0,"d":"0 "},{"v":0,"d":"0 "},{"v":0,"d":"0 "},{"v":0,"d":"0 "},{"v":0,"d":"0 "},{"v":0,"d":"0 "},{"v":0,"d":"0 "},{"v":0,"d":"0 "},{"v":0,"d":"0 "},{"v":0,"d":"0 "},{"v":0,"d":"0 "},{"v":0,"d":"0 "},{"v":0,"d":"0 "},{"v":0,"d":"0 "},{"v":0,"d":"0 "},{"v":0,"d":"0 "},{"v":0,"d":"0 "},{"v":0,"d":"0 "},{"v":0,"d":"0 "},{"v":0,"d":"0 "},{"v":0,"d":"0 "},{"v":0,"d":"0 "},{"v":0,"d":"0 "},{"v":0,"d":"0 "},{"v":0,"d":"0 "},{"v":0,"d":"0 "},{"v":0,"d":"0 "},{"v":0,"d":"0 "},{"v":0,"d":"0 "},{"v":0,"d":"0 "},{"v":0,"d":"0 "},{"v":0,"d":"0 "},{"v":0,"d":"0 "},{"v":0,"d":"0 "},{"v":0,"d":"0 "},{"v":0,"d":"0 "},{"v":0,"d":"0 "},{"v":0,"d":"0 "},{"v":0,"d":"0 "},{"v":0,"d":"0 "},{"v":0,"d":"0 "},{"v":0,"d":"0 "},{"v":0,"d":"0 "},{"v":0,"d":"0 "},{"v":0,"d":"0 "},{"v":0,"d":"0 "},{"v":0,"d":"0 "},{"v":0,"d":"0 "},{"v":0,"d":"0 "},{"v":0,"d":"0 "},{"v":0,"d":"0 "},{"v":0,"d":"0 "},{"v":0,"d":"0 "},{"v":0,"d":"0 "},{"v":0,"d":"0 "},{"v":0,"d":"0 "},{"v":0,"d":"0 "},{"v":0,"d":"0 "},{"v":0,"d":"0 "},{"v":0,"d":"0 "},{"v":0,"d":"0 "},{"v":0,"d":"0 "},{"v":0,"d":"0 "},{"v":0,"d":"0 "},{"v":0,"d":"0 "},{"v":0,"d":"0 "},{"v":0,"d":"0 "},{"v":0,"d":"0 "},{"v":0,"d":"0 "},{"v":0,"d":"0 "},{"v":0,"d":"0 "},{"v":0,"d":"0 "},{"v":0,"d":"0 "},{"v":0,"d":"0 "},{"v":0,"d":"0 "},{"v":0,"d":"0 "},{"v":0,"d":"0 "},{"v":0,"d":"0 "},{"v":0,"d":"0 "},{"v":0,"d":"0 "},{"v":0,"d":"0 "},{"v":0,"d":"0 "},{"v":0,"d":"0 "},{"v":0,"d":"0 "},{"v":0,"d":"0 "},{"v":0,"d":"0 "},{"v":0,"d":"0 "},{"v":0,"d":"0 "},{"v":0,"d":"0 "},{"v":0,"d":"0 "},{"v":0,"d":"0 "},{"v":0,"d":"0 "},{"v":0,"d":"0 "},{"v":0,"d":"0 "},{"v":0,"d":"0 "},{"v":0,"d":"0 "},{"v":0,"d":"0 "},{"v":0,"d":"0 "},{"v":0,"d":"0 "},{"v":0,"d":"0 "},{"v":0,"d":"0 "},{"v":0,"d":"0 "},{"v":0,"d":"0 "},{"v":0,"d":"0 "},{"v":0,"d":"0 "},{"v":0,"d":"0 "},{"v":0,"d":"0 "},{"v":0,"d":"0 "},{"v":0,"d":"0 "},{"v":0,"d":"0 "},{"v":0,"d":"0 "},{"v":0,"d":"0 "},{"v":0,"d":"0 "},{"v":0,"d":"0 "},{"v":0,"d":"0 "},{"v":0,"d":"0 "},{"v":0,"d":"0 "},{"v":0,"d":"0 "},{"v":0,"d":"0 "},{"v":0,"d":"0 "},{"v":0,"d":"0 "},{"v":0,"d":"0 "},{"v":0,"d":"0 "},{"v":0,"d":"0 "},{"v":0,"d":"0 "},{"v":0,"d":"0 "},{"v":0,"d":"0 "},{"v":0,"d":"0 "},{"v":0,"d":"0 "},{"v":0,"d":"0 "},{"v":0,"d":"0 "},{"v":0,"d":"0 "},{"v":0,"d":"0 "},{"v":0,"d":"0 "},{"v":0,"d":"0 "},{"v":0,"d":"0 "},{"v":0,"d":"0 "},{"v":0,"d":"0 "},{"v":0,"d":"0 "},{"v":0,"d":"0 "},{"v":0,"d":"0 "},{"v":0,"d":"0 "},{"v":0,"d":"0 "},{"v":0,"d":"0 "},{"v":0,"d":"0 "},{"v":0,"d":"0 "},{"v":0,"d":"0 "},{"v":0,"d":"0 "},{"v":0,"d":"0 "},{"v":0,"d":"0 "},{"v":0,"d":"0 "},{"v":0,"d":"0 "},{"v":0,"d":"0 "},{"v":0,"d":"0 "},{"v":0,"d":"0 "},{"v":0,"d":"0 "},{"v":0,"d":"0 "},{"v":0,"d":"0 "},{"v":0,"d":"0 "},{"v":0,"d":"0 "},{"v":0,"d":"0 "},{"v":0,"d":"0 "},{"v":0,"d":"0 "},{"v":0,"d":"0 "},{"v":0,"d":"0 "},{"v":0,"d":"0 "},{"v":0,"d":"0 "},{"v":0,"d":"0 "},{"v":0,"d":"0 "},{"v":0,"d":"0 "},{"v":0,"d":"0 "},{"v":0,"d":"0 "},{"v":0,"d":"0 "},{"v":0,"d":"0 "}]
["39403_平成23年度",8,8,1,2011,"平成23年度","39403","越知町",null,{"v":0,"d":"0 "},{"v":0,"d":"0 "},{"v":0,"d":"0 "},{"v":0,"d":"0 "},{"v":0,"d":"0 "},{"v":0,"d":"0 "},{"v":0,"d":"0 "},{"v":0,"d":"0 "},{"v":0,"d":"0 "},{"v":0,"d":"0 "},{"v":0,"d":"0 "},{"v":0,"d":"0 "},{"v":0,"d":"0 "},{"v":0,"d":"0 "},{"v":0,"d":"0 "},{"v":0,"d":"0 "},{"v":0,"d":"0 "},{"v":0,"d":"0 "},{"v":0,"d":"0 "},{"v":0,"d":"0 "},{"v":0,"d":"0 "},{"v":0,"d":"0 "},{"v":0,"d":"0 "},{"v":0,"d":"0 "},{"v":0,"d":"0 "},{"v":0,"d":"0 "},{"v":0,"d":"0 "},{"v":0,"d":"0 "},{"v":0,"d":"0 "},{"v":0,"d":"0 "},{"v":0,"d":"0 "},{"v":0,"d":"0 "},{"v":0,"d":"0 "},{"v":0,"d":"0 "},{"v":0,"d":"0 "},{"v":0,"d":"0 "},{"v":0,"d":"0 "},{"v":0,"d":"0 "},{"v":0,"d":"0 "},{"v":0,"d":"0 "},{"v":0,"d":"0 "},{"v":0,"d":"0 "},{"v":0,"d":"0 "},{"v":0,"d":"0 "},{"v":0,"d":"0 "},{"v":0,"d":"0 "},{"v":0,"d":"0 "},{"v":0,"d":"0 "},{"v":0,"d":"0 "},{"v":0,"d":"0 "},{"v":0,"d":"0 "},{"v":0,"d":"0 "},{"v":0,"d":"0 "},{"v":0,"d":"0 "},{"v":0,"d":"0 "},{"v":0,"d":"0 "},{"v":0,"d":"0 "},{"v":0,"d":"0 "},{"v":0,"d":"0 "},{"v":0,"d":"0 "},{"v":0,"d":"0 "},{"v":0,"d":"0 "},{"v":0,"d":"0 "},{"v":0,"d":"0 "},{"v":0,"d":"0 "},{"v":0,"d":"0 "},{"v":0,"d":"0 "},{"v":0,"d":"0 "},{"v":0,"d":"0 "},{"v":0,"d":"0 "},{"v":0,"d":"0 "},{"v":0,"d":"0 "},{"v":0,"d":"0 "},{"v":0,"d":"0 "},{"v":0,"d":"0 "},{"v":0,"d":"0 "},{"v":0,"d":"0 "},{"v":0,"d":"0 "},{"v":0,"d":"0 "},{"v":0,"d":"0 "},{"v":0,"d":"0 "},{"v":0,"d":"0 "},{"v":0,"d":"0 "},{"v":0,"d":"0 "},{"v":0,"d":"0 "},{"v":0,"d":"0 "},{"v":0,"d":"0 "},{"v":0,"d":"0 "},{"v":0,"d":"0 "},{"v":0,"d":"0 "},{"v":0,"d":"0 "},{"v":0,"d":"0 "},{"v":0,"d":"0 "},{"v":0,"d":"0 "},{"v":0,"d":"0 "},{"v":0,"d":"0 "},{"v":0,"d":"0 "},{"v":0,"d":"0 "},{"v":0,"d":"0 "},{"v":0,"d":"0 "},{"v":0,"d":"0 "},{"v":0,"d":"0 "},{"v":0,"d":"0 "},{"v":0,"d":"0 "},{"v":0,"d":"0 "},{"v":0,"d":"0 "},{"v":0,"d":"0 "},{"v":0,"d":"0 "},{"v":0,"d":"0 "},{"v":0,"d":"0 "},{"v":0,"d":"0 "},{"v":0,"d":"0 "},{"v":0,"d":"0 "},{"v":0,"d":"0 "},{"v":0,"d":"0 "},{"v":0,"d":"0 "},{"v":0,"d":"0 "},{"v":0,"d":"0 "},{"v":0,"d":"0 "},{"v":0,"d":"0 "},{"v":0,"d":"0 "},{"v":0,"d":"0 "},{"v":0,"d":"0 "},{"v":0,"d":"0 "},{"v":0,"d":"0 "},{"v":0,"d":"0 "},{"v":0,"d":"0 "},{"v":0,"d":"0 "},{"v":0,"d":"0 "},{"v":0,"d":"0 "},{"v":0,"d":"0 "},{"v":0,"d":"0 "},{"v":0,"d":"0 "},{"v":0,"d":"0 "},{"v":0,"d":"0 "},{"v":0,"d":"0 "},{"v":0,"d":"0 "},{"v":0,"d":"0 "},{"v":0,"d":"0 "},{"v":0,"d":"0 "},{"v":0,"d":"0 "},{"v":0,"d":"0 "},{"v":0,"d":"0 "},{"v":0,"d":"0 "},{"v":0,"d":"0 "},{"v":0,"d":"0 "},{"v":0,"d":"0 "},{"v":0,"d":"0 "},{"v":0,"d":"0 "},{"v":0,"d":"0 "},{"v":0,"d":"0 "},{"v":0,"d":"0 "},{"v":0,"d":"0 "},{"v":0,"d":"0 "},{"v":0,"d":"0 "},{"v":0,"d":"0 "},{"v":0,"d":"0 "},{"v":0,"d":"0 "},{"v":0,"d":"0 "},{"v":0,"d":"0 "},{"v":0,"d":"0 "},{"v":0,"d":"0 "},{"v":0,"d":"0 "},{"v":0,"d":"0 "},{"v":0,"d":"0 "},{"v":0,"d":"0 "},{"v":0,"d":"0 "},{"v":0,"d":"0 "},{"v":0,"d":"0 "},{"v":0,"d":"0 "},{"v":0,"d":"0 "},{"v":0,"d":"0 "},{"v":0,"d":"0 "},{"v":0,"d":"0 "},{"v":0,"d":"0 "},{"v":0,"d":"0 "},{"v":0,"d":"0 "},{"v":0,"d":"0 "},{"v":0,"d":"0 "},{"v":0,"d":"0 "},{"v":0,"d":"0 "},{"v":0,"d":"0 "},{"v":0,"d":"0 "},{"v":0,"d":"0 "},{"v":0,"d":"0 "},{"v":0,"d":"0 "},{"v":0,"d":"0 "},{"v":0,"d":"0 "},{"v":0,"d":"0 "},{"v":0,"d":"0 "},{"v":0,"d":"0 "},{"v":0,"d":"0 "},{"v":0,"d":"0 "},{"v":0,"d":"0 "},{"v":0,"d":"0 "},{"v":0,"d":"0 "},{"v":0,"d":"0 "},{"v":0,"d":"0 "},{"v":0,"d":"0 "},{"v":0,"d":"0 "},{"v":0,"d":"0 "},{"v":0,"d":"0 "},{"v":0,"d":"0 "},{"v":0,"d":"0 "},{"v":0,"d":"0 "},{"v":0,"d":"0 "},{"v":0,"d":"0 "},{"v":0,"d":"0 "},{"v":0,"d":"0 "},{"v":0,"d":"0 "},{"v":0,"d":"0 "},{"v":0,"d":"0 "},{"v":0,"d":"0 "},{"v":0,"d":"0 "},{"v":0,"d":"0 "},{"v":0,"d":"0 "},{"v":0,"d":"0 "},{"v":0,"d":"0 "},{"v":0,"d":"0 "},{"v":0,"d":"0 "},{"v":0,"d":"0 "},{"v":0,"d":"0 "},{"v":0,"d":"0 "},{"v":0,"d":"0 "},{"v":0,"d":"0 "},{"v":0,"d":"0 "},{"v":0,"d":"0 "},{"v":0,"d":"0 "},{"v":0,"d":"0 "},{"v":0,"d":"0 "},{"v":0,"d":"0 "},{"v":0,"d":"0 "},{"v":0,"d":"0 "},{"v":0,"d":"0 "},{"v":0,"d":"0 "},{"v":0,"d":"0 "},{"v":0,"d":"0 "},{"v":0,"d":"0 "},{"v":0,"d":"0 "},{"v":0,"d":"0 "},{"v":0,"d":"0 "},{"v":0,"d":"0 "},{"v":0,"d":"0 "},{"v":0,"d":"0 "},{"v":0,"d":"0 "},{"v":0,"d":"0 "},{"v":0,"d":"0 "},{"v":0,"d":"0 "},{"v":0,"d":"0 "},{"v":0,"d":"0 "},{"v":0,"d":"0 "},{"v":0,"d":"0 "},{"v":0,"d":"0 "},{"v":0,"d":"0 "},{"v":0,"d":"0 "},{"v":0,"d":"0 "},{"v":0,"d":"0 "},{"v":0,"d":"0 "},{"v":0,"d":"0 "},{"v":0,"d":"0 "},{"v":0,"d":"0 "},{"v":0,"d":"0 "},{"v":0,"d":"0 "},{"v":0,"d":"0 "},{"v":0,"d":"0 "},{"v":0,"d":"0 "},{"v":0,"d":"0 "},{"v":0,"d":"0 "},{"v":0,"d":"0 "},{"v":0,"d":"0 "},{"v":0,"d":"0 "},{"v":0,"d":"0 "},{"v":0,"d":"0 "},{"v":0,"d":"0 "},{"v":0,"d":"0 "},{"v":0,"d":"0 "},{"v":0,"d":"0 "},{"v":0,"d":"0 "},{"v":0,"d":"0 "},{"v":0,"d":"0 "},{"v":0,"d":"0 "},{"v":0,"d":"0 "},{"v":0,"d":"0 "},{"v":0,"d":"0 "},{"v":0,"d":"0 "},{"v":0,"d":"0 "},{"v":0,"d":"0 "},{"v":0,"d":"0 "},{"v":0,"d":"0 "},{"v":0,"d":"0 "},{"v":0,"d":"0 "},{"v":0,"d":"0 "},{"v":0,"d":"0 "},{"v":0,"d":"0 "},{"v":0,"d":"0 "},{"v":0,"d":"0 "},{"v":0,"d":"0 "},{"v":0,"d":"0 "},{"v":0,"d":"0 "},{"v":0,"d":"0 "},{"v":0,"d":"0 "},{"v":0,"d":"0 "},{"v":0,"d":"0 "},{"v":0,"d":"0 "},{"v":0,"d":"0 "},{"v":0,"d":"0 "},{"v":0,"d":"0 "},{"v":0,"d":"0 "},{"v":0,"d":"0 "},{"v":0,"d":"0 "},{"v":0,"d":"0 "},{"v":0,"d":"0 "},{"v":0,"d":"0 "},{"v":0,"d":"0 "},{"v":0,"d":"0 "},{"v":0,"d":"0 "},{"v":0,"d":"0 "},{"v":0,"d":"0 "},{"v":0,"d":"0 "},{"v":0,"d":"0 "},{"v":0,"d":"0 "},{"v":0,"d":"0 "},{"v":0,"d":"0 "},{"v":0,"d":"0 "},{"v":0,"d":"0 "},{"v":0,"d":"0 "},{"v":0,"d":"0 "},{"v":0,"d":"0 "},{"v":0,"d":"0 "},{"v":0,"d":"0 "},{"v":0,"d":"0 "},{"v":0,"d":"0 "},{"v":0,"d":"0 "},{"v":0,"d":"0 "},{"v":0,"d":"0 "},{"v":0,"d":"0 "},{"v":0,"d":"0 "},{"v":0,"d":"0 "},{"v":0,"d":"0 "},{"v":0,"d":"0 "},{"v":0,"d":"0 "},{"v":0,"d":"0 "},{"v":0,"d":"0 "},{"v":0,"d":"0 "},{"v":0,"d":"0 "},{"v":0,"d":"0 "},{"v":0,"d":"0 "},{"v":0,"d":"0 "},{"v":0,"d":"0 "},{"v":0,"d":"0 "},{"v":0,"d":"0 "},{"v":0,"d":"0 "},{"v":0,"d":"0 "},{"v":0,"d":"0 "},{"v":0,"d":"0 "},{"v":0,"d":"0 "},{"v":0,"d":"0 "},{"v":0,"d":"0 "},{"v":0,"d":"0 "},{"v":0,"d":"0 "},{"v":0,"d":"0 "},{"v":0,"d":"0 "},{"v":0,"d":"0 "},{"v":0,"d":"0 "},{"v":0,"d":"0 "},{"v":0,"d":"0 "},{"v":0,"d":"0 "},{"v":0,"d":"0 "},{"v":0,"d":"0 "},{"v":0,"d":"0 "},{"v":0,"d":"0 "},{"v":0,"d":"0 "},{"v":0,"d":"0 "},{"v":0,"d":"0 "},{"v":0,"d":"0 "},{"v":0,"d":"0 "},{"v":0,"d":"0 "},{"v":0,"d":"0 "},{"v":0,"d":"0 "},{"v":0,"d":"0 "},{"v":0,"d":"0 "},{"v":0,"d":"0 "},{"v":0,"d":"0 "},{"v":0,"d":"0 "},{"v":0,"d":"0 "},{"v":0,"d":"0 "},{"v":0,"d":"0 "},{"v":0,"d":"0 "},{"v":0,"d":"0 "},{"v":0,"d":"0 "},{"v":0,"d":"0 "},{"v":0,"d":"0 "},{"v":0,"d":"0 "},{"v":0,"d":"0 "},{"v":0,"d":"0 "},{"v":0,"d":"0 "},{"v":0,"d":"0 "},{"v":0,"d":"0 "},{"v":0,"d":"0 "},{"v":0,"d":"0 "},{"v":0,"d":"0 "},{"v":0,"d":"0 "},{"v":0,"d":"0 "},{"v":0,"d":"0 "},{"v":0,"d":"0 "},{"v":0,"d":"0 "},{"v":0,"d":"0 "},{"v":0,"d":"0 "},{"v":0,"d":"0 "},{"v":0,"d":"0 "},{"v":0,"d":"0 "},{"v":0,"d":"0 "},{"v":0,"d":"0 "},{"v":0,"d":"0 "},{"v":0,"d":"0 "},{"v":0,"d":"0 "},{"v":0,"d":"0 "},{"v":0,"d":"0 "},{"v":0,"d":"0 "},{"v":0,"d":"0 "},{"v":0,"d":"0 "},{"v":0,"d":"0 "},{"v":0,"d":"0 "},{"v":0,"d":"0 "},{"v":0,"d":"0 "},{"v":0,"d":"0 "},{"v":0,"d":"0 "},{"v":0,"d":"0 "},{"v":0,"d":"0 "},{"v":0,"d":"0 "},{"v":0,"d":"0 "},{"v":0,"d":"0 "},{"v":0,"d":"0 "},{"v":0,"d":"0 "},{"v":0,"d":"0 "},{"v":0,"d":"0 "},{"v":0,"d":"0 "},{"v":0,"d":"0 "},{"v":0,"d":"0 "},{"v":0,"d":"0 "},{"v":0,"d":"0 "},{"v":0,"d":"0 "},{"v":0,"d":"0 "},{"v":0,"d":"0 "},{"v":0,"d":"0 "},{"v":0,"d":"0 "},{"v":0,"d":"0 "},{"v":0,"d":"0 "},{"v":0,"d":"0 "},{"v":0,"d":"0 "},{"v":0,"d":"0 "},{"v":0,"d":"0 "},{"v":0,"d":"0 "},{"v":0,"d":"0 "},{"v":0,"d":"0 "},{"v":0,"d":"0 "},{"v":0,"d":"0 "},{"v":0,"d":"0 "},{"v":0,"d":"0 "},{"v":0,"d":"0 "},{"v":0,"d":"0 "},{"v":0,"d":"0 "},{"v":0,"d":"0 "},{"v":0,"d":"0 "},{"v":0,"d":"0 "},{"v":0,"d":"0 "},{"v":0,"d":"0 "},{"v":0,"d":"0 "},{"v":0,"d":"0 "},{"v":0,"d":"0 "},{"v":0,"d":"0 "},{"v":0,"d":"0 "},{"v":0,"d":"0 "},{"v":0,"d":"0 "},{"v":0,"d":"0 "},{"v":0,"d":"0 "},{"v":0,"d":"0 "},{"v":0,"d":"0 "},{"v":0,"d":"0 "},{"v":0,"d":"0 "},{"v":0,"d":"0 "},{"v":0,"d":"0 "},{"v":0,"d":"0 "},{"v":0,"d":"0 "},{"v":0,"d":"0 "},{"v":0,"d":"0 "},{"v":0,"d":"0 "},{"v":0,"d":"0 "},{"v":0,"d":"0 "},{"v":0,"d":"0 "},{"v":0,"d":"0 "},{"v":0,"d":"0 "},{"v":0,"d":"0 "}]
["39403_平成24年度",9,9,1,2012,"平成24年度","39403","越知町",null,{"v":0,"d":"0 "},{"v":0,"d":"0 "},{"v":0,"d":"0 "},{"v":0,"d":"0 "},{"v":0,"d":"0 "},{"v":0,"d":"0 "},{"v":0,"d":"0 "},{"v":0,"d":"0 "},{"v":0,"d":"0 "},{"v":0,"d":"0 "},{"v":0,"d":"0 "},{"v":0,"d":"0 "},{"v":0,"d":"0 "},{"v":0,"d":"0 "},{"v":0,"d":"0 "},{"v":0,"d":"0 "},{"v":0,"d":"0 "},{"v":0,"d":"0 "},{"v":0,"d":"0 "},{"v":0,"d":"0 "},{"v":0,"d":"0 "},{"v":0,"d":"0 "},{"v":0,"d":"0 "},{"v":0,"d":"0 "},{"v":0,"d":"0 "},{"v":0,"d":"0 "},{"v":0,"d":"0 "},{"v":0,"d":"0 "},{"v":0,"d":"0 "},{"v":0,"d":"0 "},{"v":0,"d":"0 "},{"v":0,"d":"0 "},{"v":0,"d":"0 "},{"v":0,"d":"0 "},{"v":0,"d":"0 "},{"v":0,"d":"0 "},{"v":0,"d":"0 "},{"v":0,"d":"0 "},{"v":0,"d":"0 "},{"v":0,"d":"0 "},{"v":0,"d":"0 "},{"v":0,"d":"0 "},{"v":0,"d":"0 "},{"v":0,"d":"0 "},{"v":0,"d":"0 "},{"v":0,"d":"0 "},{"v":0,"d":"0 "},{"v":0,"d":"0 "},{"v":0,"d":"0 "},{"v":0,"d":"0 "},{"v":0,"d":"0 "},{"v":0,"d":"0 "},{"v":0,"d":"0 "},{"v":0,"d":"0 "},{"v":0,"d":"0 "},{"v":0,"d":"0 "},{"v":0,"d":"0 "},{"v":0,"d":"0 "},{"v":0,"d":"0 "},{"v":0,"d":"0 "},{"v":0,"d":"0 "},{"v":0,"d":"0 "},{"v":0,"d":"0 "},{"v":0,"d":"0 "},{"v":0,"d":"0 "},{"v":0,"d":"0 "},{"v":0,"d":"0 "},{"v":0,"d":"0 "},{"v":0,"d":"0 "},{"v":0,"d":"0 "},{"v":0,"d":"0 "},{"v":0,"d":"0 "},{"v":0,"d":"0 "},{"v":0,"d":"0 "},{"v":0,"d":"0 "},{"v":0,"d":"0 "},{"v":0,"d":"0 "},{"v":0,"d":"0 "},{"v":0,"d":"0 "},{"v":0,"d":"0 "},{"v":0,"d":"0 "},{"v":0,"d":"0 "},{"v":0,"d":"0 "},{"v":0,"d":"0 "},{"v":0,"d":"0 "},{"v":0,"d":"0 "},{"v":0,"d":"0 "},{"v":0,"d":"0 "},{"v":0,"d":"0 "},{"v":0,"d":"0 "},{"v":0,"d":"0 "},{"v":0,"d":"0 "},{"v":0,"d":"0 "},{"v":0,"d":"0 "},{"v":0,"d":"0 "},{"v":0,"d":"0 "},{"v":0,"d":"0 "},{"v":0,"d":"0 "},{"v":0,"d":"0 "},{"v":0,"d":"0 "},{"v":0,"d":"0 "},{"v":0,"d":"0 "},{"v":0,"d":"0 "},{"v":0,"d":"0 "},{"v":0,"d":"0 "},{"v":0,"d":"0 "},{"v":0,"d":"0 "},{"v":0,"d":"0 "},{"v":0,"d":"0 "},{"v":0,"d":"0 "},{"v":0,"d":"0 "},{"v":0,"d":"0 "},{"v":0,"d":"0 "},{"v":0,"d":"0 "},{"v":0,"d":"0 "},{"v":0,"d":"0 "},{"v":0,"d":"0 "},{"v":0,"d":"0 "},{"v":0,"d":"0 "},{"v":0,"d":"0 "},{"v":0,"d":"0 "},{"v":0,"d":"0 "},{"v":0,"d":"0 "},{"v":0,"d":"0 "},{"v":0,"d":"0 "},{"v":0,"d":"0 "},{"v":0,"d":"0 "},{"v":0,"d":"0 "},{"v":0,"d":"0 "},{"v":0,"d":"0 "},{"v":0,"d":"0 "},{"v":0,"d":"0 "},{"v":0,"d":"0 "},{"v":0,"d":"0 "},{"v":0,"d":"0 "},{"v":0,"d":"0 "},{"v":0,"d":"0 "},{"v":0,"d":"0 "},{"v":0,"d":"0 "},{"v":0,"d":"0 "},{"v":0,"d":"0 "},{"v":0,"d":"0 "},{"v":0,"d":"0 "},{"v":0,"d":"0 "},{"v":0,"d":"0 "},{"v":0,"d":"0 "},{"v":0,"d":"0 "},{"v":0,"d":"0 "},{"v":0,"d":"0 "},{"v":0,"d":"0 "},{"v":0,"d":"0 "},{"v":0,"d":"0 "},{"v":0,"d":"0 "},{"v":0,"d":"0 "},{"v":0,"d":"0 "},{"v":0,"d":"0 "},{"v":0,"d":"0 "},{"v":0,"d":"0 "},{"v":0,"d":"0 "},{"v":0,"d":"0 "},{"v":0,"d":"0 "},{"v":0,"d":"0 "},{"v":0,"d":"0 "},{"v":0,"d":"0 "},{"v":0,"d":"0 "},{"v":0,"d":"0 "},{"v":0,"d":"0 "},{"v":0,"d":"0 "},{"v":0,"d":"0 "},{"v":0,"d":"0 "},{"v":0,"d":"0 "},{"v":0,"d":"0 "},{"v":0,"d":"0 "},{"v":0,"d":"0 "},{"v":0,"d":"0 "},{"v":0,"d":"0 "},{"v":0,"d":"0 "},{"v":0,"d":"0 "},{"v":0,"d":"0 "},{"v":0,"d":"0 "},{"v":0,"d":"0 "},{"v":0,"d":"0 "},{"v":0,"d":"0 "},{"v":0,"d":"0 "},{"v":0,"d":"0 "},{"v":0,"d":"0 "},{"v":0,"d":"0 "},{"v":0,"d":"0 "},{"v":0,"d":"0 "},{"v":0,"d":"0 "},{"v":0,"d":"0 "},{"v":0,"d":"0 "},{"v":0,"d":"0 "},{"v":0,"d":"0 "},{"v":0,"d":"0 "},{"v":0,"d":"0 "},{"v":0,"d":"0 "},{"v":0,"d":"0 "},{"v":0,"d":"0 "},{"v":0,"d":"0 "},{"v":0,"d":"0 "},{"v":0,"d":"0 "},{"v":0,"d":"0 "},{"v":0,"d":"0 "},{"v":0,"d":"0 "},{"v":0,"d":"0 "},{"v":0,"d":"0 "},{"v":0,"d":"0 "},{"v":0,"d":"0 "},{"v":0,"d":"0 "},{"v":0,"d":"0 "},{"v":0,"d":"0 "},{"v":0,"d":"0 "},{"v":0,"d":"0 "},{"v":0,"d":"0 "},{"v":0,"d":"0 "},{"v":0,"d":"0 "},{"v":0,"d":"0 "},{"v":0,"d":"0 "},{"v":0,"d":"0 "},{"v":0,"d":"0 "},{"v":0,"d":"0 "},{"v":0,"d":"0 "},{"v":0,"d":"0 "},{"v":0,"d":"0 "},{"v":0,"d":"0 "},{"v":0,"d":"0 "},{"v":0,"d":"0 "},{"v":0,"d":"0 "},{"v":0,"d":"0 "},{"v":0,"d":"0 "},{"v":0,"d":"0 "},{"v":0,"d":"0 "},{"v":0,"d":"0 "},{"v":0,"d":"0 "},{"v":0,"d":"0 "},{"v":0,"d":"0 "},{"v":0,"d":"0 "},{"v":0,"d":"0 "},{"v":0,"d":"0 "},{"v":0,"d":"0 "},{"v":0,"d":"0 "},{"v":0,"d":"0 "},{"v":0,"d":"0 "},{"v":0,"d":"0 "},{"v":0,"d":"0 "},{"v":0,"d":"0 "},{"v":0,"d":"0 "},{"v":0,"d":"0 "},{"v":0,"d":"0 "},{"v":0,"d":"0 "},{"v":0,"d":"0 "},{"v":0,"d":"0 "},{"v":0,"d":"0 "},{"v":0,"d":"0 "},{"v":0,"d":"0 "},{"v":0,"d":"0 "},{"v":0,"d":"0 "},{"v":0,"d":"0 "},{"v":0,"d":"0 "},{"v":0,"d":"0 "},{"v":0,"d":"0 "},{"v":0,"d":"0 "},{"v":0,"d":"0 "},{"v":0,"d":"0 "},{"v":0,"d":"0 "},{"v":0,"d":"0 "},{"v":0,"d":"0 "},{"v":0,"d":"0 "},{"v":0,"d":"0 "},{"v":0,"d":"0 "},{"v":0,"d":"0 "},{"v":0,"d":"0 "},{"v":0,"d":"0 "},{"v":0,"d":"0 "},{"v":0,"d":"0 "},{"v":0,"d":"0 "},{"v":0,"d":"0 "},{"v":0,"d":"0 "},{"v":0,"d":"0 "},{"v":0,"d":"0 "},{"v":0,"d":"0 "},{"v":0,"d":"0 "},{"v":0,"d":"0 "},{"v":0,"d":"0 "},{"v":0,"d":"0 "},{"v":0,"d":"0 "},{"v":0,"d":"0 "},{"v":0,"d":"0 "},{"v":0,"d":"0 "},{"v":0,"d":"0 "},{"v":0,"d":"0 "},{"v":0,"d":"0 "},{"v":0,"d":"0 "},{"v":0,"d":"0 "},{"v":0,"d":"0 "},{"v":0,"d":"0 "},{"v":0,"d":"0 "},{"v":0,"d":"0 "},{"v":0,"d":"0 "},{"v":0,"d":"0 "},{"v":0,"d":"0 "},{"v":0,"d":"0 "},{"v":0,"d":"0 "},{"v":0,"d":"0 "},{"v":0,"d":"0 "},{"v":0,"d":"0 "},{"v":0,"d":"0 "},{"v":0,"d":"0 "},{"v":0,"d":"0 "},{"v":0,"d":"0 "},{"v":0,"d":"0 "},{"v":0,"d":"0 "},{"v":0,"d":"0 "},{"v":0,"d":"0 "},{"v":0,"d":"0 "},{"v":0,"d":"0 "},{"v":0,"d":"0 "},{"v":0,"d":"0 "},{"v":0,"d":"0 "},{"v":0,"d":"0 "},{"v":0,"d":"0 "},{"v":0,"d":"0 "},{"v":0,"d":"0 "},{"v":0,"d":"0 "},{"v":0,"d":"0 "},{"v":0,"d":"0 "},{"v":0,"d":"0 "},{"v":0,"d":"0 "},{"v":0,"d":"0 "},{"v":0,"d":"0 "},{"v":0,"d":"0 "},{"v":0,"d":"0 "},{"v":0,"d":"0 "},{"v":0,"d":"0 "},{"v":0,"d":"0 "},{"v":0,"d":"0 "},{"v":0,"d":"0 "},{"v":0,"d":"0 "},{"v":0,"d":"0 "},{"v":0,"d":"0 "},{"v":0,"d":"0 "},{"v":0,"d":"0 "},{"v":0,"d":"0 "},{"v":0,"d":"0 "},{"v":0,"d":"0 "},{"v":0,"d":"0 "},{"v":0,"d":"0 "},{"v":0,"d":"0 "},{"v":0,"d":"0 "},{"v":0,"d":"0 "},{"v":0,"d":"0 "},{"v":0,"d":"0 "},{"v":0,"d":"0 "},{"v":0,"d":"0 "},{"v":0,"d":"0 "},{"v":0,"d":"0 "},{"v":0,"d":"0 "},{"v":0,"d":"0 "},{"v":0,"d":"0 "},{"v":0,"d":"0 "},{"v":0,"d":"0 "},{"v":0,"d":"0 "},{"v":0,"d":"0 "},{"v":0,"d":"0 "},{"v":0,"d":"0 "},{"v":0,"d":"0 "},{"v":0,"d":"0 "},{"v":0,"d":"0 "},{"v":0,"d":"0 "},{"v":0,"d":"0 "},{"v":0,"d":"0 "},{"v":0,"d":"0 "},{"v":0,"d":"0 "},{"v":0,"d":"0 "},{"v":0,"d":"0 "},{"v":0,"d":"0 "},{"v":0,"d":"0 "},{"v":0,"d":"0 "},{"v":0,"d":"0 "},{"v":0,"d":"0 "},{"v":0,"d":"0 "},{"v":0,"d":"0 "},{"v":0,"d":"0 "},{"v":0,"d":"0 "},{"v":0,"d":"0 "},{"v":0,"d":"0 "},{"v":0,"d":"0 "},{"v":0,"d":"0 "},{"v":0,"d":"0 "},{"v":0,"d":"0 "},{"v":0,"d":"0 "},{"v":0,"d":"0 "},{"v":0,"d":"0 "},{"v":0,"d":"0 "},{"v":0,"d":"0 "},{"v":0,"d":"0 "},{"v":0,"d":"0 "},{"v":0,"d":"0 "},{"v":0,"d":"0 "},{"v":0,"d":"0 "},{"v":0,"d":"0 "},{"v":0,"d":"0 "},{"v":0,"d":"0 "},{"v":0,"d":"0 "},{"v":0,"d":"0 "},{"v":0,"d":"0 "},{"v":0,"d":"0 "},{"v":0,"d":"0 "},{"v":0,"d":"0 "},{"v":0,"d":"0 "},{"v":0,"d":"0 "},{"v":0,"d":"0 "},{"v":0,"d":"0 "},{"v":0,"d":"0 "},{"v":0,"d":"0 "},{"v":0,"d":"0 "},{"v":0,"d":"0 "},{"v":0,"d":"0 "},{"v":0,"d":"0 "},{"v":0,"d":"0 "},{"v":0,"d":"0 "},{"v":0,"d":"0 "},{"v":0,"d":"0 "},{"v":0,"d":"0 "},{"v":0,"d":"0 "},{"v":0,"d":"0 "},{"v":0,"d":"0 "},{"v":0,"d":"0 "},{"v":0,"d":"0 "},{"v":0,"d":"0 "},{"v":0,"d":"0 "},{"v":0,"d":"0 "},{"v":0,"d":"0 "},{"v":0,"d":"0 "},{"v":0,"d":"0 "},{"v":0,"d":"0 "},{"v":0,"d":"0 "},{"v":0,"d":"0 "},{"v":0,"d":"0 "},{"v":0,"d":"0 "},{"v":0,"d":"0 "},{"v":0,"d":"0 "},{"v":0,"d":"0 "},{"v":0,"d":"0 "},{"v":0,"d":"0 "},{"v":0,"d":"0 "},{"v":0,"d":"0 "},{"v":0,"d":"0 "},{"v":0,"d":"0 "},{"v":0,"d":"0 "},{"v":0,"d":"0 "},{"v":0,"d":"0 "},{"v":0,"d":"0 "},{"v":0,"d":"0 "},{"v":0,"d":"0 "},{"v":0,"d":"0 "},{"v":0,"d":"0 "},{"v":0,"d":"0 "},{"v":0,"d":"0 "},{"v":0,"d":"0 "},{"v":0,"d":"0 "},{"v":0,"d":"0 "},{"v":0,"d":"0 "},{"v":0,"d":"0 "},{"v":0,"d":"0 "},{"v":0,"d":"0 "},{"v":0,"d":"0 "},{"v":0,"d":"0 "},{"v":0,"d":"0 "},{"v":0,"d":"0 "},{"v":0,"d":"0 "},{"v":0,"d":"0 "},{"v":0,"d":"0 "},{"v":0,"d":"0 "},{"v":0,"d":"0 "},{"v":0,"d":"0 "},{"v":0,"d":"0 "},{"v":0,"d":"0 "},{"v":0,"d":"0 "},{"v":0,"d":"0 "},{"v":0,"d":"0 "},{"v":0,"d":"0 "},{"v":0,"d":"0 "},{"v":0,"d":"0 "},{"v":0,"d":"0 "},{"v":0,"d":"0 "},{"v":0,"d":"0 "},{"v":0,"d":"0 "},{"v":0,"d":"0 "},{"v":0,"d":"0 "},{"v":0,"d":"0 "},{"v":0,"d":"0 "}]
["39403_平成25年度",10,10,1,2013,"平成25年度","39403","越知町",null,{"v":0,"d":"0 "},{"v":0,"d":"0 "},{"v":0,"d":"0 "},{"v":0,"d":"0 "},{"v":0,"d":"0 "},{"v":0,"d":"0 "},{"v":0,"d":"0 "},{"v":0,"d":"0 "},{"v":0,"d":"0 "},{"v":0,"d":"0 "},{"v":0,"d":"0 "},{"v":0,"d":"0 "},{"v":0,"d":"0 "},{"v":0,"d":"0 "},{"v":0,"d":"0 "},{"v":0,"d":"0 "},{"v":0,"d":"0 "},{"v":0,"d":"0 "},{"v":0,"d":"0 "},{"v":0,"d":"0 "},{"v":0,"d":"0 "},{"v":0,"d":"0 "},{"v":0,"d":"0 "},{"v":0,"d":"0 "},{"v":0,"d":"0 "},{"v":0,"d":"0 "},{"v":0,"d":"0 "},{"v":0,"d":"0 "},{"v":0,"d":"0 "},{"v":0,"d":"0 "},{"v":0,"d":"0 "},{"v":0,"d":"0 "},{"v":0,"d":"0 "},{"v":0,"d":"0 "},{"v":0,"d":"0 "},{"v":0,"d":"0 "},{"v":0,"d":"0 "},{"v":0,"d":"0 "},{"v":0,"d":"0 "},{"v":0,"d":"0 "},{"v":0,"d":"0 "},{"v":0,"d":"0 "},{"v":0,"d":"0 "},{"v":0,"d":"0 "},{"v":0,"d":"0 "},{"v":0,"d":"0 "},{"v":0,"d":"0 "},{"v":0,"d":"0 "},{"v":0,"d":"0 "},{"v":0,"d":"0 "},{"v":0,"d":"0 "},{"v":0,"d":"0 "},{"v":0,"d":"0 "},{"v":0,"d":"0 "},{"v":0,"d":"0 "},{"v":0,"d":"0 "},{"v":0,"d":"0 "},{"v":0,"d":"0 "},{"v":0,"d":"0 "},{"v":0,"d":"0 "},{"v":0,"d":"0 "},{"v":0,"d":"0 "},{"v":0,"d":"0 "},{"v":0,"d":"0 "},{"v":0,"d":"0 "},{"v":0,"d":"0 "},{"v":0,"d":"0 "},{"v":0,"d":"0 "},{"v":0,"d":"0 "},{"v":0,"d":"0 "},{"v":0,"d":"0 "},{"v":0,"d":"0 "},{"v":0,"d":"0 "},{"v":0,"d":"0 "},{"v":0,"d":"0 "},{"v":0,"d":"0 "},{"v":0,"d":"0 "},{"v":0,"d":"0 "},{"v":0,"d":"0 "},{"v":0,"d":"0 "},{"v":0,"d":"0 "},{"v":0,"d":"0 "},{"v":0,"d":"0 "},{"v":0,"d":"0 "},{"v":0,"d":"0 "},{"v":0,"d":"0 "},{"v":0,"d":"0 "},{"v":0,"d":"0 "},{"v":0,"d":"0 "},{"v":0,"d":"0 "},{"v":0,"d":"0 "},{"v":0,"d":"0 "},{"v":0,"d":"0 "},{"v":0,"d":"0 "},{"v":0,"d":"0 "},{"v":0,"d":"0 "},{"v":0,"d":"0 "},{"v":0,"d":"0 "},{"v":0,"d":"0 "},{"v":0,"d":"0 "},{"v":0,"d":"0 "},{"v":0,"d":"0 "},{"v":0,"d":"0 "},{"v":0,"d":"0 "},{"v":0,"d":"0 "},{"v":0,"d":"0 "},{"v":0,"d":"0 "},{"v":0,"d":"0 "},{"v":0,"d":"0 "},{"v":0,"d":"0 "},{"v":0,"d":"0 "},{"v":0,"d":"0 "},{"v":0,"d":"0 "},{"v":0,"d":"0 "},{"v":0,"d":"0 "},{"v":0,"d":"0 "},{"v":0,"d":"0 "},{"v":0,"d":"0 "},{"v":0,"d":"0 "},{"v":0,"d":"0 "},{"v":0,"d":"0 "},{"v":0,"d":"0 "},{"v":0,"d":"0 "},{"v":0,"d":"0 "},{"v":0,"d":"0 "},{"v":0,"d":"0 "},{"v":0,"d":"0 "},{"v":0,"d":"0 "},{"v":0,"d":"0 "},{"v":0,"d":"0 "},{"v":0,"d":"0 "},{"v":0,"d":"0 "},{"v":0,"d":"0 "},{"v":0,"d":"0 "},{"v":0,"d":"0 "},{"v":0,"d":"0 "},{"v":0,"d":"0 "},{"v":0,"d":"0 "},{"v":0,"d":"0 "},{"v":0,"d":"0 "},{"v":0,"d":"0 "},{"v":0,"d":"0 "},{"v":0,"d":"0 "},{"v":0,"d":"0 "},{"v":0,"d":"0 "},{"v":0,"d":"0 "},{"v":0,"d":"0 "},{"v":0,"d":"0 "},{"v":0,"d":"0 "},{"v":0,"d":"0 "},{"v":0,"d":"0 "},{"v":0,"d":"0 "},{"v":0,"d":"0 "},{"v":0,"d":"0 "},{"v":0,"d":"0 "},{"v":0,"d":"0 "},{"v":0,"d":"0 "},{"v":0,"d":"0 "},{"v":0,"d":"0 "},{"v":0,"d":"0 "},{"v":0,"d":"0 "},{"v":0,"d":"0 "},{"v":0,"d":"0 "},{"v":0,"d":"0 "},{"v":0,"d":"0 "},{"v":0,"d":"0 "},{"v":0,"d":"0 "},{"v":0,"d":"0 "},{"v":0,"d":"0 "},{"v":0,"d":"0 "},{"v":0,"d":"0 "},{"v":0,"d":"0 "},{"v":0,"d":"0 "},{"v":0,"d":"0 "},{"v":0,"d":"0 "},{"v":0,"d":"0 "},{"v":0,"d":"0 "},{"v":0,"d":"0 "},{"v":0,"d":"0 "},{"v":0,"d":"0 "},{"v":0,"d":"0 "},{"v":0,"d":"0 "},{"v":0,"d":"0 "},{"v":0,"d":"0 "},{"v":0,"d":"0 "},{"v":0,"d":"0 "},{"v":0,"d":"0 "},{"v":0,"d":"0 "},{"v":0,"d":"0 "},{"v":0,"d":"0 "},{"v":0,"d":"0 "},{"v":0,"d":"0 "},{"v":0,"d":"0 "},{"v":0,"d":"0 "},{"v":0,"d":"0 "},{"v":0,"d":"0 "},{"v":0,"d":"0 "},{"v":0,"d":"0 "},{"v":0,"d":"0 "},{"v":0,"d":"0 "},{"v":0,"d":"0 "},{"v":0,"d":"0 "},{"v":0,"d":"0 "},{"v":0,"d":"0 "},{"v":0,"d":"0 "},{"v":0,"d":"0 "},{"v":0,"d":"0 "},{"v":0,"d":"0 "},{"v":0,"d":"0 "},{"v":0,"d":"0 "},{"v":0,"d":"0 "},{"v":0,"d":"0 "},{"v":0,"d":"0 "},{"v":0,"d":"0 "},{"v":0,"d":"0 "},{"v":0,"d":"0 "},{"v":0,"d":"0 "},{"v":0,"d":"0 "},{"v":0,"d":"0 "},{"v":0,"d":"0 "},{"v":0,"d":"0 "},{"v":0,"d":"0 "},{"v":0,"d":"0 "},{"v":0,"d":"0 "},{"v":0,"d":"0 "},{"v":0,"d":"0 "},{"v":0,"d":"0 "},{"v":0,"d":"0 "},{"v":0,"d":"0 "},{"v":0,"d":"0 "},{"v":0,"d":"0 "},{"v":0,"d":"0 "},{"v":0,"d":"0 "},{"v":0,"d":"0 "},{"v":0,"d":"0 "},{"v":0,"d":"0 "},{"v":0,"d":"0 "},{"v":0,"d":"0 "},{"v":0,"d":"0 "},{"v":0,"d":"0 "},{"v":0,"d":"0 "},{"v":0,"d":"0 "},{"v":0,"d":"0 "},{"v":0,"d":"0 "},{"v":0,"d":"0 "},{"v":0,"d":"0 "},{"v":0,"d":"0 "},{"v":0,"d":"0 "},{"v":0,"d":"0 "},{"v":0,"d":"0 "},{"v":0,"d":"0 "},{"v":0,"d":"0 "},{"v":0,"d":"0 "},{"v":0,"d":"0 "},{"v":0,"d":"0 "},{"v":0,"d":"0 "},{"v":0,"d":"0 "},{"v":0,"d":"0 "},{"v":0,"d":"0 "},{"v":0,"d":"0 "},{"v":0,"d":"0 "},{"v":0,"d":"0 "},{"v":0,"d":"0 "},{"v":0,"d":"0 "},{"v":0,"d":"0 "},{"v":0,"d":"0 "},{"v":0,"d":"0 "},{"v":0,"d":"0 "},{"v":0,"d":"0 "},{"v":0,"d":"0 "},{"v":0,"d":"0 "},{"v":0,"d":"0 "},{"v":0,"d":"0 "},{"v":0,"d":"0 "},{"v":0,"d":"0 "},{"v":0,"d":"0 "},{"v":0,"d":"0 "},{"v":0,"d":"0 "},{"v":0,"d":"0 "},{"v":0,"d":"0 "},{"v":0,"d":"0 "},{"v":0,"d":"0 "},{"v":0,"d":"0 "},{"v":0,"d":"0 "},{"v":0,"d":"0 "},{"v":0,"d":"0 "},{"v":0,"d":"0 "},{"v":0,"d":"0 "},{"v":0,"d":"0 "},{"v":0,"d":"0 "},{"v":0,"d":"0 "},{"v":0,"d":"0 "},{"v":0,"d":"0 "},{"v":0,"d":"0 "},{"v":0,"d":"0 "},{"v":0,"d":"0 "},{"v":0,"d":"0 "},{"v":0,"d":"0 "},{"v":0,"d":"0 "},{"v":0,"d":"0 "},{"v":0,"d":"0 "},{"v":0,"d":"0 "},{"v":0,"d":"0 "},{"v":0,"d":"0 "},{"v":0,"d":"0 "},{"v":0,"d":"0 "},{"v":0,"d":"0 "},{"v":0,"d":"0 "},{"v":0,"d":"0 "},{"v":0,"d":"0 "},{"v":0,"d":"0 "},{"v":0,"d":"0 "},{"v":0,"d":"0 "},{"v":0,"d":"0 "},{"v":0,"d":"0 "},{"v":0,"d":"0 "},{"v":0,"d":"0 "},{"v":0,"d":"0 "},{"v":0,"d":"0 "},{"v":0,"d":"0 "},{"v":0,"d":"0 "},{"v":0,"d":"0 "},{"v":0,"d":"0 "},{"v":0,"d":"0 "},{"v":0,"d":"0 "},{"v":0,"d":"0 "},{"v":0,"d":"0 "},{"v":0,"d":"0 "},{"v":0,"d":"0 "},{"v":0,"d":"0 "},{"v":0,"d":"0 "},{"v":0,"d":"0 "},{"v":0,"d":"0 "},{"v":0,"d":"0 "},{"v":0,"d":"0 "},{"v":0,"d":"0 "},{"v":0,"d":"0 "},{"v":0,"d":"0 "},{"v":0,"d":"0 "},{"v":0,"d":"0 "},{"v":0,"d":"0 "},{"v":0,"d":"0 "},{"v":0,"d":"0 "},{"v":0,"d":"0 "},{"v":0,"d":"0 "},{"v":0,"d":"0 "},{"v":0,"d":"0 "},{"v":0,"d":"0 "},{"v":0,"d":"0 "},{"v":0,"d":"0 "},{"v":0,"d":"0 "},{"v":0,"d":"0 "},{"v":0,"d":"0 "},{"v":0,"d":"0 "},{"v":0,"d":"0 "},{"v":0,"d":"0 "},{"v":0,"d":"0 "},{"v":0,"d":"0 "},{"v":0,"d":"0 "},{"v":0,"d":"0 "},{"v":0,"d":"0 "},{"v":0,"d":"0 "},{"v":0,"d":"0 "},{"v":0,"d":"0 "},{"v":0,"d":"0 "},{"v":0,"d":"0 "},{"v":0,"d":"0 "},{"v":0,"d":"0 "},{"v":0,"d":"0 "},{"v":0,"d":"0 "},{"v":0,"d":"0 "},{"v":0,"d":"0 "},{"v":0,"d":"0 "},{"v":0,"d":"0 "},{"v":0,"d":"0 "},{"v":0,"d":"0 "},{"v":0,"d":"0 "},{"v":0,"d":"0 "},{"v":0,"d":"0 "},{"v":0,"d":"0 "},{"v":0,"d":"0 "},{"v":0,"d":"0 "},{"v":0,"d":"0 "},{"v":0,"d":"0 "},{"v":0,"d":"0 "},{"v":0,"d":"0 "},{"v":0,"d":"0 "},{"v":0,"d":"0 "},{"v":0,"d":"0 "},{"v":0,"d":"0 "},{"v":0,"d":"0 "},{"v":0,"d":"0 "},{"v":0,"d":"0 "},{"v":0,"d":"0 "},{"v":0,"d":"0 "},{"v":0,"d":"0 "},{"v":0,"d":"0 "},{"v":0,"d":"0 "},{"v":0,"d":"0 "},{"v":0,"d":"0 "},{"v":0,"d":"0 "},{"v":0,"d":"0 "},{"v":0,"d":"0 "},{"v":0,"d":"0 "},{"v":0,"d":"0 "},{"v":0,"d":"0 "},{"v":0,"d":"0 "},{"v":0,"d":"0 "},{"v":0,"d":"0 "},{"v":0,"d":"0 "},{"v":0,"d":"0 "},{"v":0,"d":"0 "},{"v":0,"d":"0 "},{"v":0,"d":"0 "},{"v":0,"d":"0 "},{"v":0,"d":"0 "},{"v":0,"d":"0 "},{"v":0,"d":"0 "},{"v":0,"d":"0 "},{"v":0,"d":"0 "},{"v":0,"d":"0 "},{"v":0,"d":"0 "},{"v":0,"d":"0 "},{"v":0,"d":"0 "},{"v":0,"d":"0 "},{"v":0,"d":"0 "},{"v":0,"d":"0 "},{"v":0,"d":"0 "},{"v":0,"d":"0 "},{"v":0,"d":"0 "},{"v":0,"d":"0 "},{"v":0,"d":"0 "},{"v":0,"d":"0 "},{"v":0,"d":"0 "},{"v":0,"d":"0 "},{"v":0,"d":"0 "},{"v":0,"d":"0 "},{"v":0,"d":"0 "},{"v":0,"d":"0 "},{"v":0,"d":"0 "},{"v":0,"d":"0 "},{"v":0,"d":"0 "},{"v":0,"d":"0 "},{"v":0,"d":"0 "},{"v":0,"d":"0 "},{"v":0,"d":"0 "},{"v":0,"d":"0 "},{"v":0,"d":"0 "},{"v":0,"d":"0 "},{"v":0,"d":"0 "},{"v":0,"d":"0 "},{"v":0,"d":"0 "},{"v":0,"d":"0 "},{"v":0,"d":"0 "},{"v":0,"d":"0 "},{"v":0,"d":"0 "},{"v":0,"d":"0 "},{"v":0,"d":"0 "},{"v":0,"d":"0 "},{"v":0,"d":"0 "},{"v":0,"d":"0 "},{"v":0,"d":"0 "},{"v":0,"d":"0 "},{"v":0,"d":"0 "},{"v":0,"d":"0 "},{"v":0,"d":"0 "},{"v":0,"d":"0 "},{"v":0,"d":"0 "},{"v":0,"d":"0 "},{"v":0,"d":"0 "},{"v":0,"d":"0 "},{"v":0,"d":"0 "},{"v":0,"d":"0 "},{"v":0,"d":"0 "},{"v":0,"d":"0 "},{"v":0,"d":"0 "},{"v":0,"d":"0 "},{"v":0,"d":"0 "},{"v":0,"d":"0 "},{"v":0,"d":"0 "},{"v":0,"d":"0 "},{"v":0,"d":"0 "},{"v":0,"d":"0 "},{"v":0,"d":"0 "},{"v":0,"d":"0 "},{"v":0,"d":"0 "},{"v":0,"d":"0 "},{"v":0,"d":"0 "},{"v":0,"d":"0 "},{"v":0,"d":"0 "},{"v":0,"d":"0 "},{"v":0,"d":"0 "},{"v":0,"d":"0 "}]
["39403_平成26年度",11,11,1,2014,"平成26年度","39403","越知町",null,{"v":0,"d":"0 "},{"v":0,"d":"0 "},{"v":0,"d":"0 "},{"v":0,"d":"0 "},{"v":0,"d":"0 "},{"v":0,"d":"0 "},{"v":0,"d":"0 "},{"v":0,"d":"0 "},{"v":0,"d":"0 "},{"v":0,"d":"0 "},{"v":0,"d":"0 "},{"v":0,"d":"0 "},{"v":0,"d":"0 "},{"v":0,"d":"0 "},{"v":0,"d":"0 "},{"v":0,"d":"0 "},{"v":0,"d":"0 "},{"v":0,"d":"0 "},{"v":0,"d":"0 "},{"v":0,"d":"0 "},{"v":0,"d":"0 "},{"v":0,"d":"0 "},{"v":0,"d":"0 "},{"v":0,"d":"0 "},{"v":0,"d":"0 "},{"v":0,"d":"0 "},{"v":0,"d":"0 "},{"v":0,"d":"0 "},{"v":0,"d":"0 "},{"v":0,"d":"0 "},{"v":0,"d":"0 "},{"v":0,"d":"0 "},{"v":0,"d":"0 "},{"v":0,"d":"0 "},{"v":0,"d":"0 "},{"v":0,"d":"0 "},{"v":0,"d":"0 "},{"v":0,"d":"0 "},{"v":0,"d":"0 "},{"v":0,"d":"0 "},{"v":0,"d":"0 "},{"v":0,"d":"0 "},{"v":0,"d":"0 "},{"v":0,"d":"0 "},{"v":0,"d":"0 "},{"v":0,"d":"0 "},{"v":0,"d":"0 "},{"v":0,"d":"0 "},{"v":0,"d":"0 "},{"v":0,"d":"0 "},{"v":0,"d":"0 "},{"v":0,"d":"0 "},{"v":0,"d":"0 "},{"v":0,"d":"0 "},{"v":0,"d":"0 "},{"v":0,"d":"0 "},{"v":0,"d":"0 "},{"v":0,"d":"0 "},{"v":0,"d":"0 "},{"v":0,"d":"0 "},{"v":0,"d":"0 "},{"v":0,"d":"0 "},{"v":0,"d":"0 "},{"v":0,"d":"0 "},{"v":0,"d":"0 "},{"v":0,"d":"0 "},{"v":0,"d":"0 "},{"v":0,"d":"0 "},{"v":0,"d":"0 "},{"v":0,"d":"0 "},{"v":0,"d":"0 "},{"v":0,"d":"0 "},{"v":0,"d":"0 "},{"v":0,"d":"0 "},{"v":0,"d":"0 "},{"v":0,"d":"0 "},{"v":0,"d":"0 "},{"v":0,"d":"0 "},{"v":0,"d":"0 "},{"v":0,"d":"0 "},{"v":0,"d":"0 "},{"v":0,"d":"0 "},{"v":0,"d":"0 "},{"v":0,"d":"0 "},{"v":0,"d":"0 "},{"v":0,"d":"0 "},{"v":0,"d":"0 "},{"v":0,"d":"0 "},{"v":0,"d":"0 "},{"v":0,"d":"0 "},{"v":0,"d":"0 "},{"v":0,"d":"0 "},{"v":0,"d":"0 "},{"v":0,"d":"0 "},{"v":0,"d":"0 "},{"v":0,"d":"0 "},{"v":0,"d":"0 "},{"v":0,"d":"0 "},{"v":0,"d":"0 "},{"v":0,"d":"0 "},{"v":0,"d":"0 "},{"v":0,"d":"0 "},{"v":0,"d":"0 "},{"v":0,"d":"0 "},{"v":0,"d":"0 "},{"v":0,"d":"0 "},{"v":0,"d":"0 "},{"v":0,"d":"0 "},{"v":0,"d":"0 "},{"v":0,"d":"0 "},{"v":0,"d":"0 "},{"v":0,"d":"0 "},{"v":0,"d":"0 "},{"v":0,"d":"0 "},{"v":0,"d":"0 "},{"v":0,"d":"0 "},{"v":0,"d":"0 "},{"v":0,"d":"0 "},{"v":0,"d":"0 "},{"v":0,"d":"0 "},{"v":0,"d":"0 "},{"v":0,"d":"0 "},{"v":0,"d":"0 "},{"v":0,"d":"0 "},{"v":0,"d":"0 "},{"v":0,"d":"0 "},{"v":0,"d":"0 "},{"v":0,"d":"0 "},{"v":0,"d":"0 "},{"v":0,"d":"0 "},{"v":0,"d":"0 "},{"v":0,"d":"0 "},{"v":0,"d":"0 "},{"v":0,"d":"0 "},{"v":0,"d":"0 "},{"v":0,"d":"0 "},{"v":0,"d":"0 "},{"v":0,"d":"0 "},{"v":0,"d":"0 "},{"v":0,"d":"0 "},{"v":0,"d":"0 "},{"v":0,"d":"0 "},{"v":0,"d":"0 "},{"v":0,"d":"0 "},{"v":0,"d":"0 "},{"v":0,"d":"0 "},{"v":0,"d":"0 "},{"v":0,"d":"0 "},{"v":0,"d":"0 "},{"v":0,"d":"0 "},{"v":0,"d":"0 "},{"v":0,"d":"0 "},{"v":0,"d":"0 "},{"v":0,"d":"0 "},{"v":0,"d":"0 "},{"v":0,"d":"0 "},{"v":0,"d":"0 "},{"v":0,"d":"0 "},{"v":0,"d":"0 "},{"v":0,"d":"0 "},{"v":0,"d":"0 "},{"v":0,"d":"0 "},{"v":0,"d":"0 "},{"v":0,"d":"0 "},{"v":0,"d":"0 "},{"v":0,"d":"0 "},{"v":0,"d":"0 "},{"v":0,"d":"0 "},{"v":0,"d":"0 "},{"v":0,"d":"0 "},{"v":0,"d":"0 "},{"v":0,"d":"0 "},{"v":0,"d":"0 "},{"v":0,"d":"0 "},{"v":0,"d":"0 "},{"v":0,"d":"0 "},{"v":0,"d":"0 "},{"v":0,"d":"0 "},{"v":0,"d":"0 "},{"v":0,"d":"0 "},{"v":0,"d":"0 "},{"v":0,"d":"0 "},{"v":0,"d":"0 "},{"v":0,"d":"0 "},{"v":0,"d":"0 "},{"v":0,"d":"0 "},{"v":0,"d":"0 "},{"v":0,"d":"0 "},{"v":0,"d":"0 "},{"v":0,"d":"0 "},{"v":0,"d":"0 "},{"v":0,"d":"0 "},{"v":0,"d":"0 "},{"v":0,"d":"0 "},{"v":0,"d":"0 "},{"v":0,"d":"0 "},{"v":0,"d":"0 "},{"v":0,"d":"0 "},{"v":0,"d":"0 "},{"v":0,"d":"0 "},{"v":0,"d":"0 "},{"v":0,"d":"0 "},{"v":0,"d":"0 "},{"v":0,"d":"0 "},{"v":0,"d":"0 "},{"v":0,"d":"0 "},{"v":0,"d":"0 "},{"v":0,"d":"0 "},{"v":0,"d":"0 "},{"v":0,"d":"0 "},{"v":0,"d":"0 "},{"v":0,"d":"0 "},{"v":0,"d":"0 "},{"v":0,"d":"0 "},{"v":0,"d":"0 "},{"v":0,"d":"0 "},{"v":0,"d":"0 "},{"v":0,"d":"0 "},{"v":0,"d":"0 "},{"v":0,"d":"0 "},{"v":0,"d":"0 "},{"v":0,"d":"0 "},{"v":0,"d":"0 "},{"v":0,"d":"0 "},{"v":0,"d":"0 "},{"v":0,"d":"0 "},{"v":0,"d":"0 "},{"v":0,"d":"0 "},{"v":0,"d":"0 "},{"v":0,"d":"0 "},{"v":0,"d":"0 "},{"v":0,"d":"0 "},{"v":0,"d":"0 "},{"v":0,"d":"0 "},{"v":0,"d":"0 "},{"v":0,"d":"0 "},{"v":0,"d":"0 "},{"v":0,"d":"0 "},{"v":0,"d":"0 "},{"v":0,"d":"0 "},{"v":0,"d":"0 "},{"v":0,"d":"0 "},{"v":0,"d":"0 "},{"v":0,"d":"0 "},{"v":0,"d":"0 "},{"v":0,"d":"0 "},{"v":0,"d":"0 "},{"v":0,"d":"0 "},{"v":0,"d":"0 "},{"v":0,"d":"0 "},{"v":0,"d":"0 "},{"v":0,"d":"0 "},{"v":0,"d":"0 "},{"v":0,"d":"0 "},{"v":0,"d":"0 "},{"v":0,"d":"0 "},{"v":0,"d":"0 "},{"v":0,"d":"0 "},{"v":0,"d":"0 "},{"v":0,"d":"0 "},{"v":0,"d":"0 "},{"v":0,"d":"0 "},{"v":0,"d":"0 "},{"v":0,"d":"0 "},{"v":0,"d":"0 "},{"v":0,"d":"0 "},{"v":0,"d":"0 "},{"v":0,"d":"0 "},{"v":0,"d":"0 "},{"v":0,"d":"0 "},{"v":0,"d":"0 "},{"v":0,"d":"0 "},{"v":0,"d":"0 "},{"v":0,"d":"0 "},{"v":0,"d":"0 "},{"v":0,"d":"0 "},{"v":0,"d":"0 "},{"v":0,"d":"0 "},{"v":0,"d":"0 "},{"v":0,"d":"0 "},{"v":0,"d":"0 "},{"v":0,"d":"0 "},{"v":0,"d":"0 "},{"v":0,"d":"0 "},{"v":0,"d":"0 "},{"v":0,"d":"0 "},{"v":0,"d":"0 "},{"v":0,"d":"0 "},{"v":0,"d":"0 "},{"v":0,"d":"0 "},{"v":0,"d":"0 "},{"v":0,"d":"0 "},{"v":0,"d":"0 "},{"v":0,"d":"0 "},{"v":0,"d":"0 "},{"v":0,"d":"0 "},{"v":0,"d":"0 "},{"v":0,"d":"0 "},{"v":0,"d":"0 "},{"v":0,"d":"0 "},{"v":0,"d":"0 "},{"v":0,"d":"0 "},{"v":0,"d":"0 "},{"v":0,"d":"0 "},{"v":0,"d":"0 "},{"v":0,"d":"0 "},{"v":0,"d":"0 "},{"v":0,"d":"0 "},{"v":0,"d":"0 "},{"v":0,"d":"0 "},{"v":0,"d":"0 "},{"v":0,"d":"0 "},{"v":0,"d":"0 "},{"v":0,"d":"0 "},{"v":0,"d":"0 "},{"v":0,"d":"0 "},{"v":0,"d":"0 "},{"v":0,"d":"0 "},{"v":0,"d":"0 "},{"v":0,"d":"0 "},{"v":0,"d":"0 "},{"v":0,"d":"0 "},{"v":0,"d":"0 "},{"v":0,"d":"0 "},{"v":0,"d":"0 "},{"v":0,"d":"0 "},{"v":0,"d":"0 "},{"v":0,"d":"0 "},{"v":0,"d":"0 "},{"v":0,"d":"0 "},{"v":0,"d":"0 "},{"v":0,"d":"0 "},{"v":0,"d":"0 "},{"v":0,"d":"0 "},{"v":0,"d":"0 "},{"v":0,"d":"0 "},{"v":0,"d":"0 "},{"v":0,"d":"0 "},{"v":0,"d":"0 "},{"v":0,"d":"0 "},{"v":0,"d":"0 "},{"v":0,"d":"0 "},{"v":0,"d":"0 "},{"v":0,"d":"0 "},{"v":0,"d":"0 "},{"v":0,"d":"0 "},{"v":0,"d":"0 "},{"v":0,"d":"0 "},{"v":0,"d":"0 "},{"v":0,"d":"0 "},{"v":0,"d":"0 "},{"v":0,"d":"0 "},{"v":0,"d":"0 "},{"v":0,"d":"0 "},{"v":0,"d":"0 "},{"v":0,"d":"0 "},{"v":0,"d":"0 "},{"v":0,"d":"0 "},{"v":0,"d":"0 "},{"v":0,"d":"0 "},{"v":0,"d":"0 "},{"v":0,"d":"0 "},{"v":0,"d":"0 "},{"v":0,"d":"0 "},{"v":0,"d":"0 "},{"v":0,"d":"0 "},{"v":0,"d":"0 "},{"v":0,"d":"0 "},{"v":0,"d":"0 "},{"v":0,"d":"0 "},{"v":0,"d":"0 "},{"v":0,"d":"0 "},{"v":0,"d":"0 "},{"v":0,"d":"0 "},{"v":0,"d":"0 "},{"v":0,"d":"0 "},{"v":0,"d":"0 "},{"v":0,"d":"0 "},{"v":0,"d":"0 "},{"v":0,"d":"0 "},{"v":0,"d":"0 "},{"v":0,"d":"0 "},{"v":0,"d":"0 "},{"v":0,"d":"0 "},{"v":0,"d":"0 "},{"v":0,"d":"0 "},{"v":0,"d":"0 "},{"v":0,"d":"0 "},{"v":0,"d":"0 "},{"v":0,"d":"0 "},{"v":0,"d":"0 "},{"v":0,"d":"0 "},{"v":0,"d":"0 "},{"v":0,"d":"0 "},{"v":0,"d":"0 "},{"v":0,"d":"0 "},{"v":0,"d":"0 "},{"v":0,"d":"0 "},{"v":0,"d":"0 "},{"v":0,"d":"0 "},{"v":0,"d":"0 "},{"v":0,"d":"0 "},{"v":0,"d":"0 "},{"v":0,"d":"0 "},{"v":0,"d":"0 "},{"v":0,"d":"0 "},{"v":0,"d":"0 "},{"v":0,"d":"0 "},{"v":0,"d":"0 "},{"v":0,"d":"0 "},{"v":0,"d":"0 "},{"v":0,"d":"0 "},{"v":0,"d":"0 "},{"v":0,"d":"0 "},{"v":0,"d":"0 "},{"v":0,"d":"0 "},{"v":0,"d":"0 "},{"v":0,"d":"0 "},{"v":0,"d":"0 "},{"v":0,"d":"0 "},{"v":0,"d":"0 "},{"v":0,"d":"0 "},{"v":0,"d":"0 "},{"v":0,"d":"0 "},{"v":0,"d":"0 "},{"v":0,"d":"0 "},{"v":0,"d":"0 "},{"v":0,"d":"0 "},{"v":0,"d":"0 "},{"v":0,"d":"0 "},{"v":0,"d":"0 "},{"v":0,"d":"0 "},{"v":0,"d":"0 "},{"v":0,"d":"0 "},{"v":0,"d":"0 "},{"v":0,"d":"0 "},{"v":0,"d":"0 "},{"v":0,"d":"0 "},{"v":0,"d":"0 "},{"v":0,"d":"0 "},{"v":0,"d":"0 "},{"v":0,"d":"0 "},{"v":0,"d":"0 "},{"v":0,"d":"0 "},{"v":0,"d":"0 "},{"v":0,"d":"0 "},{"v":0,"d":"0 "},{"v":0,"d":"0 "},{"v":0,"d":"0 "},{"v":0,"d":"0 "},{"v":0,"d":"0 "},{"v":0,"d":"0 "},{"v":0,"d":"0 "},{"v":0,"d":"0 "},{"v":0,"d":"0 "},{"v":0,"d":"0 "},{"v":0,"d":"0 "},{"v":0,"d":"0 "},{"v":0,"d":"0 "},{"v":0,"d":"0 "},{"v":0,"d":"0 "},{"v":0,"d":"0 "},{"v":0,"d":"0 "},{"v":0,"d":"0 "},{"v":0,"d":"0 "},{"v":0,"d":"0 "},{"v":0,"d":"0 "},{"v":0,"d":"0 "},{"v":0,"d":"0 "},{"v":0,"d":"0 "},{"v":0,"d":"0 "},{"v":0,"d":"0 "},{"v":0,"d":"0 "},{"v":0,"d":"0 "},{"v":0,"d":"0 "},{"v":0,"d":"0 "},{"v":0,"d":"0 "},{"v":0,"d":"0 "},{"v":0,"d":"0 "},{"v":0,"d":"0 "},{"v":0,"d":"0 "},{"v":0,"d":"0 "},{"v":0,"d":"0 "},{"v":0,"d":"0 "},{"v":0,"d":"0 "},{"v":0,"d":"0 "},{"v":0,"d":"0 "},{"v":0,"d":"0 "},{"v":0,"d":"0 "},{"v":0,"d":"0 "},{"v":0,"d":"0 "},{"v":0,"d":"0 "},{"v":0,"d":"0 "}]
["39403_平成27年度",12,12,1,2015,"平成27年度","39403","越知町",null,{"v":0,"d":"0 "},{"v":0,"d":"0 "},{"v":0,"d":"0 "},{"v":0,"d":"0 "},{"v":0,"d":"0 "},{"v":0,"d":"0 "},{"v":0,"d":"0 "},{"v":0,"d":"0 "},{"v":0,"d":"0 "},{"v":0,"d":"0 "},{"v":0,"d":"0 "},{"v":0,"d":"0 "},{"v":0,"d":"0 "},{"v":0,"d":"0 "},{"v":0,"d":"0 "},{"v":0,"d":"0 "},{"v":0,"d":"0 "},{"v":0,"d":"0 "},{"v":0,"d":"0 "},{"v":0,"d":"0 "},{"v":0,"d":"0 "},{"v":0,"d":"0 "},{"v":0,"d":"0 "},{"v":0,"d":"0 "},{"v":0,"d":"0 "},{"v":0,"d":"0 "},{"v":0,"d":"0 "},{"v":0,"d":"0 "},{"v":0,"d":"0 "},{"v":0,"d":"0 "},{"v":0,"d":"0 "},{"v":0,"d":"0 "},{"v":0,"d":"0 "},{"v":0,"d":"0 "},{"v":0,"d":"0 "},{"v":0,"d":"0 "},{"v":0,"d":"0 "},{"v":0,"d":"0 "},{"v":0,"d":"0 "},{"v":0,"d":"0 "},{"v":0,"d":"0 "},{"v":0,"d":"0 "},{"v":0,"d":"0 "},{"v":0,"d":"0 "},{"v":0,"d":"0 "},{"v":0,"d":"0 "},{"v":0,"d":"0 "},{"v":0,"d":"0 "},{"v":0,"d":"0 "},{"v":0,"d":"0 "},{"v":0,"d":"0 "},{"v":0,"d":"0 "},{"v":0,"d":"0 "},{"v":0,"d":"0 "},{"v":0,"d":"0 "},{"v":0,"d":"0 "},{"v":0,"d":"0 "},{"v":0,"d":"0 "},{"v":0,"d":"0 "},{"v":0,"d":"0 "},{"v":0,"d":"0 "},{"v":0,"d":"0 "},{"v":0,"d":"0 "},{"v":0,"d":"0 "},{"v":0,"d":"0 "},{"v":0,"d":"0 "},{"v":0,"d":"0 "},{"v":0,"d":"0 "},{"v":0,"d":"0 "},{"v":0,"d":"0 "},{"v":0,"d":"0 "},{"v":0,"d":"0 "},{"v":0,"d":"0 "},{"v":0,"d":"0 "},{"v":0,"d":"0 "},{"v":0,"d":"0 "},{"v":0,"d":"0 "},{"v":0,"d":"0 "},{"v":0,"d":"0 "},{"v":0,"d":"0 "},{"v":0,"d":"0 "},{"v":0,"d":"0 "},{"v":0,"d":"0 "},{"v":0,"d":"0 "},{"v":0,"d":"0 "},{"v":0,"d":"0 "},{"v":0,"d":"0 "},{"v":0,"d":"0 "},{"v":0,"d":"0 "},{"v":0,"d":"0 "},{"v":0,"d":"0 "},{"v":0,"d":"0 "},{"v":0,"d":"0 "},{"v":0,"d":"0 "},{"v":0,"d":"0 "},{"v":0,"d":"0 "},{"v":0,"d":"0 "},{"v":0,"d":"0 "},{"v":0,"d":"0 "},{"v":0,"d":"0 "},{"v":0,"d":"0 "},{"v":0,"d":"0 "},{"v":0,"d":"0 "},{"v":0,"d":"0 "},{"v":0,"d":"0 "},{"v":0,"d":"0 "},{"v":0,"d":"0 "},{"v":0,"d":"0 "},{"v":0,"d":"0 "},{"v":0,"d":"0 "},{"v":0,"d":"0 "},{"v":0,"d":"0 "},{"v":0,"d":"0 "},{"v":0,"d":"0 "},{"v":0,"d":"0 "},{"v":0,"d":"0 "},{"v":0,"d":"0 "},{"v":0,"d":"0 "},{"v":0,"d":"0 "},{"v":0,"d":"0 "},{"v":0,"d":"0 "},{"v":0,"d":"0 "},{"v":0,"d":"0 "},{"v":0,"d":"0 "},{"v":0,"d":"0 "},{"v":0,"d":"0 "},{"v":0,"d":"0 "},{"v":0,"d":"0 "},{"v":0,"d":"0 "},{"v":0,"d":"0 "},{"v":0,"d":"0 "},{"v":0,"d":"0 "},{"v":0,"d":"0 "},{"v":0,"d":"0 "},{"v":0,"d":"0 "},{"v":0,"d":"0 "},{"v":0,"d":"0 "},{"v":0,"d":"0 "},{"v":0,"d":"0 "},{"v":0,"d":"0 "},{"v":0,"d":"0 "},{"v":0,"d":"0 "},{"v":0,"d":"0 "},{"v":0,"d":"0 "},{"v":0,"d":"0 "},{"v":0,"d":"0 "},{"v":0,"d":"0 "},{"v":0,"d":"0 "},{"v":0,"d":"0 "},{"v":0,"d":"0 "},{"v":0,"d":"0 "},{"v":0,"d":"0 "},{"v":0,"d":"0 "},{"v":0,"d":"0 "},{"v":0,"d":"0 "},{"v":0,"d":"0 "},{"v":0,"d":"0 "},{"v":0,"d":"0 "},{"v":0,"d":"0 "},{"v":0,"d":"0 "},{"v":0,"d":"0 "},{"v":0,"d":"0 "},{"v":0,"d":"0 "},{"v":0,"d":"0 "},{"v":0,"d":"0 "},{"v":0,"d":"0 "},{"v":0,"d":"0 "},{"v":0,"d":"0 "},{"v":0,"d":"0 "},{"v":0,"d":"0 "},{"v":0,"d":"0 "},{"v":0,"d":"0 "},{"v":0,"d":"0 "},{"v":0,"d":"0 "},{"v":0,"d":"0 "},{"v":0,"d":"0 "},{"v":0,"d":"0 "},{"v":0,"d":"0 "},{"v":0,"d":"0 "},{"v":0,"d":"0 "},{"v":0,"d":"0 "},{"v":0,"d":"0 "},{"v":0,"d":"0 "},{"v":0,"d":"0 "},{"v":0,"d":"0 "},{"v":0,"d":"0 "},{"v":0,"d":"0 "},{"v":0,"d":"0 "},{"v":0,"d":"0 "},{"v":0,"d":"0 "},{"v":0,"d":"0 "},{"v":0,"d":"0 "},{"v":0,"d":"0 "},{"v":0,"d":"0 "},{"v":0,"d":"0 "},{"v":0,"d":"0 "},{"v":0,"d":"0 "},{"v":0,"d":"0 "},{"v":0,"d":"0 "},{"v":0,"d":"0 "},{"v":0,"d":"0 "},{"v":0,"d":"0 "},{"v":0,"d":"0 "},{"v":0,"d":"0 "},{"v":0,"d":"0 "},{"v":0,"d":"0 "},{"v":0,"d":"0 "},{"v":0,"d":"0 "},{"v":0,"d":"0 "},{"v":0,"d":"0 "},{"v":0,"d":"0 "},{"v":0,"d":"0 "},{"v":0,"d":"0 "},{"v":0,"d":"0 "},{"v":0,"d":"0 "},{"v":0,"d":"0 "},{"v":0,"d":"0 "},{"v":0,"d":"0 "},{"v":0,"d":"0 "},{"v":0,"d":"0 "},{"v":0,"d":"0 "},{"v":0,"d":"0 "},{"v":0,"d":"0 "},{"v":0,"d":"0 "},{"v":0,"d":"0 "},{"v":0,"d":"0 "},{"v":0,"d":"0 "},{"v":0,"d":"0 "},{"v":0,"d":"0 "},{"v":0,"d":"0 "},{"v":0,"d":"0 "},{"v":0,"d":"0 "},{"v":0,"d":"0 "},{"v":0,"d":"0 "},{"v":0,"d":"0 "},{"v":0,"d":"0 "},{"v":0,"d":"0 "},{"v":0,"d":"0 "},{"v":0,"d":"0 "},{"v":0,"d":"0 "},{"v":0,"d":"0 "},{"v":0,"d":"0 "},{"v":0,"d":"0 "},{"v":0,"d":"0 "},{"v":0,"d":"0 "},{"v":0,"d":"0 "},{"v":0,"d":"0 "},{"v":0,"d":"0 "},{"v":0,"d":"0 "},{"v":0,"d":"0 "},{"v":0,"d":"0 "},{"v":0,"d":"0 "},{"v":0,"d":"0 "},{"v":0,"d":"0 "},{"v":0,"d":"0 "},{"v":0,"d":"0 "},{"v":0,"d":"0 "},{"v":0,"d":"0 "},{"v":0,"d":"0 "},{"v":0,"d":"0 "},{"v":0,"d":"0 "},{"v":0,"d":"0 "},{"v":0,"d":"0 "},{"v":0,"d":"0 "},{"v":0,"d":"0 "},{"v":0,"d":"0 "},{"v":0,"d":"0 "},{"v":0,"d":"0 "},{"v":0,"d":"0 "},{"v":0,"d":"0 "},{"v":0,"d":"0 "},{"v":0,"d":"0 "},{"v":0,"d":"0 "},{"v":0,"d":"0 "},{"v":0,"d":"0 "},{"v":0,"d":"0 "},{"v":0,"d":"0 "},{"v":0,"d":"0 "},{"v":0,"d":"0 "},{"v":0,"d":"0 "},{"v":0,"d":"0 "},{"v":0,"d":"0 "},{"v":0,"d":"0 "},{"v":0,"d":"0 "},{"v":0,"d":"0 "},{"v":0,"d":"0 "},{"v":0,"d":"0 "},{"v":0,"d":"0 "},{"v":0,"d":"0 "},{"v":0,"d":"0 "},{"v":0,"d":"0 "},{"v":0,"d":"0 "},{"v":0,"d":"0 "},{"v":0,"d":"0 "},{"v":0,"d":"0 "},{"v":0,"d":"0 "},{"v":0,"d":"0 "},{"v":0,"d":"0 "},{"v":0,"d":"0 "},{"v":0,"d":"0 "},{"v":0,"d":"0 "},{"v":0,"d":"0 "},{"v":0,"d":"0 "},{"v":0,"d":"0 "},{"v":0,"d":"0 "},{"v":0,"d":"0 "},{"v":0,"d":"0 "},{"v":0,"d":"0 "},{"v":0,"d":"0 "},{"v":0,"d":"0 "},{"v":0,"d":"0 "},{"v":0,"d":"0 "},{"v":0,"d":"0 "},{"v":0,"d":"0 "},{"v":0,"d":"0 "},{"v":0,"d":"0 "},{"v":0,"d":"0 "},{"v":0,"d":"0 "},{"v":0,"d":"0 "},{"v":0,"d":"0 "},{"v":0,"d":"0 "},{"v":0,"d":"0 "},{"v":0,"d":"0 "},{"v":0,"d":"0 "},{"v":0,"d":"0 "},{"v":0,"d":"0 "},{"v":0,"d":"0 "},{"v":0,"d":"0 "},{"v":0,"d":"0 "},{"v":0,"d":"0 "},{"v":0,"d":"0 "},{"v":0,"d":"0 "},{"v":0,"d":"0 "},{"v":0,"d":"0 "},{"v":0,"d":"0 "},{"v":0,"d":"0 "},{"v":0,"d":"0 "},{"v":0,"d":"0 "},{"v":0,"d":"0 "},{"v":0,"d":"0 "},{"v":0,"d":"0 "},{"v":0,"d":"0 "},{"v":0,"d":"0 "},{"v":0,"d":"0 "},{"v":0,"d":"0 "},{"v":0,"d":"0 "},{"v":0,"d":"0 "},{"v":0,"d":"0 "},{"v":0,"d":"0 "},{"v":0,"d":"0 "},{"v":0,"d":"0 "},{"v":0,"d":"0 "},{"v":0,"d":"0 "},{"v":0,"d":"0 "},{"v":0,"d":"0 "},{"v":0,"d":"0 "},{"v":0,"d":"0 "},{"v":0,"d":"0 "},{"v":0,"d":"0 "},{"v":0,"d":"0 "},{"v":0,"d":"0 "},{"v":0,"d":"0 "},{"v":0,"d":"0 "},{"v":0,"d":"0 "},{"v":0,"d":"0 "},{"v":0,"d":"0 "},{"v":0,"d":"0 "},{"v":0,"d":"0 "},{"v":0,"d":"0 "},{"v":0,"d":"0 "},{"v":0,"d":"0 "},{"v":0,"d":"0 "},{"v":0,"d":"0 "},{"v":0,"d":"0 "},{"v":0,"d":"0 "},{"v":0,"d":"0 "},{"v":0,"d":"0 "},{"v":0,"d":"0 "},{"v":0,"d":"0 "},{"v":0,"d":"0 "},{"v":0,"d":"0 "},{"v":0,"d":"0 "},{"v":0,"d":"0 "},{"v":0,"d":"0 "},{"v":0,"d":"0 "},{"v":0,"d":"0 "},{"v":0,"d":"0 "},{"v":0,"d":"0 "},{"v":0,"d":"0 "},{"v":0,"d":"0 "},{"v":0,"d":"0 "},{"v":0,"d":"0 "},{"v":0,"d":"0 "},{"v":0,"d":"0 "},{"v":0,"d":"0 "},{"v":0,"d":"0 "},{"v":0,"d":"0 "},{"v":0,"d":"0 "},{"v":0,"d":"0 "},{"v":0,"d":"0 "},{"v":0,"d":"0 "},{"v":0,"d":"0 "},{"v":0,"d":"0 "},{"v":0,"d":"0 "},{"v":0,"d":"0 "},{"v":0,"d":"0 "},{"v":0,"d":"0 "},{"v":0,"d":"0 "},{"v":0,"d":"0 "},{"v":0,"d":"0 "},{"v":0,"d":"0 "},{"v":0,"d":"0 "},{"v":0,"d":"0 "},{"v":0,"d":"0 "},{"v":0,"d":"0 "},{"v":0,"d":"0 "},{"v":0,"d":"0 "},{"v":0,"d":"0 "},{"v":0,"d":"0 "},{"v":0,"d":"0 "},{"v":0,"d":"0 "},{"v":0,"d":"0 "},{"v":0,"d":"0 "},{"v":0,"d":"0 "},{"v":0,"d":"0 "},{"v":0,"d":"0 "},{"v":0,"d":"0 "},{"v":0,"d":"0 "},{"v":0,"d":"0 "},{"v":0,"d":"0 "},{"v":0,"d":"0 "},{"v":0,"d":"0 "},{"v":0,"d":"0 "},{"v":0,"d":"0 "},{"v":0,"d":"0 "},{"v":0,"d":"0 "},{"v":0,"d":"0 "},{"v":0,"d":"0 "},{"v":0,"d":"0 "},{"v":0,"d":"0 "},{"v":0,"d":"0 "},{"v":0,"d":"0 "},{"v":0,"d":"0 "},{"v":0,"d":"0 "},{"v":0,"d":"0 "},{"v":0,"d":"0 "},{"v":0,"d":"0 "},{"v":0,"d":"0 "},{"v":0,"d":"0 "},{"v":0,"d":"0 "},{"v":0,"d":"0 "},{"v":0,"d":"0 "},{"v":0,"d":"0 "},{"v":0,"d":"0 "},{"v":0,"d":"0 "},{"v":0,"d":"0 "},{"v":0,"d":"0 "},{"v":0,"d":"0 "},{"v":0,"d":"0 "},{"v":0,"d":"0 "},{"v":0,"d":"0 "},{"v":0,"d":"0 "},{"v":0,"d":"0 "},{"v":0,"d":"0 "},{"v":0,"d":"0 "},{"v":0,"d":"0 "},{"v":0,"d":"0 "},{"v":0,"d":"0 "},{"v":0,"d":"0 "},{"v":0,"d":"0 "},{"v":0,"d":"0 "},{"v":0,"d":"0 "},{"v":0,"d":"0 "},{"v":0,"d":"0 "},{"v":0,"d":"0 "},{"v":0,"d":"0 "},{"v":0,"d":"0 "},{"v":0,"d":"0 "},{"v":0,"d":"0 "},{"v":0,"d":"0 "},{"v":0,"d":"0 "},{"v":0,"d":"0 "},{"v":0,"d":"0 "},{"v":0,"d":"0 "},{"v":0,"d":"0 "},{"v":0,"d":"0 "},{"v":0,"d":"0 "},{"v":0,"d":"0 "},{"v":0,"d":"0 "},{"v":0,"d":"0 "},{"v":0,"d":"0 "},{"v":0,"d":"0 "},{"v":0,"d":"0 "}]
["39403_平成28年度",13,13,1,2016,"平成28年度","39403","越知町",null,{"v":0,"d":"0 "},{"v":0,"d":"0 "},{"v":0,"d":"0 "},{"v":0,"d":"0 "},{"v":0,"d":"0 "},{"v":0,"d":"0 "},{"v":0,"d":"0 "},{"v":0,"d":"0 "},{"v":0,"d":"0 "},{"v":0,"d":"0 "},{"v":0,"d":"0 "},{"v":0,"d":"0 "},{"v":0,"d":"0 "},{"v":0,"d":"0 "},{"v":0,"d":"0 "},{"v":0,"d":"0 "},{"v":0,"d":"0 "},{"v":0,"d":"0 "},{"v":0,"d":"0 "},{"v":0,"d":"0 "},{"v":0,"d":"0 "},{"v":0,"d":"0 "},{"v":0,"d":"0 "},{"v":0,"d":"0 "},{"v":0,"d":"0 "},{"v":0,"d":"0 "},{"v":0,"d":"0 "},{"v":0,"d":"0 "},{"v":0,"d":"0 "},{"v":0,"d":"0 "},{"v":0,"d":"0 "},{"v":0,"d":"0 "},{"v":0,"d":"0 "},{"v":0,"d":"0 "},{"v":0,"d":"0 "},{"v":0,"d":"0 "},{"v":0,"d":"0 "},{"v":0,"d":"0 "},{"v":0,"d":"0 "},{"v":0,"d":"0 "},{"v":0,"d":"0 "},{"v":0,"d":"0 "},{"v":0,"d":"0 "},{"v":0,"d":"0 "},{"v":0,"d":"0 "},{"v":0,"d":"0 "},{"v":0,"d":"0 "},{"v":0,"d":"0 "},{"v":0,"d":"0 "},{"v":0,"d":"0 "},{"v":0,"d":"0 "},{"v":0,"d":"0 "},{"v":0,"d":"0 "},{"v":0,"d":"0 "},{"v":0,"d":"0 "},{"v":0,"d":"0 "},{"v":0,"d":"0 "},{"v":0,"d":"0 "},{"v":0,"d":"0 "},{"v":0,"d":"0 "},{"v":0,"d":"0 "},{"v":0,"d":"0 "},{"v":0,"d":"0 "},{"v":0,"d":"0 "},{"v":0,"d":"0 "},{"v":0,"d":"0 "},{"v":0,"d":"0 "},{"v":0,"d":"0 "},{"v":0,"d":"0 "},{"v":0,"d":"0 "},{"v":0,"d":"0 "},{"v":0,"d":"0 "},{"v":0,"d":"0 "},{"v":0,"d":"0 "},{"v":0,"d":"0 "},{"v":0,"d":"0 "},{"v":0,"d":"0 "},{"v":0,"d":"0 "},{"v":0,"d":"0 "},{"v":0,"d":"0 "},{"v":0,"d":"0 "},{"v":0,"d":"0 "},{"v":0,"d":"0 "},{"v":0,"d":"0 "},{"v":0,"d":"0 "},{"v":0,"d":"0 "},{"v":0,"d":"0 "},{"v":0,"d":"0 "},{"v":0,"d":"0 "},{"v":0,"d":"0 "},{"v":0,"d":"0 "},{"v":0,"d":"0 "},{"v":0,"d":"0 "},{"v":0,"d":"0 "},{"v":0,"d":"0 "},{"v":0,"d":"0 "},{"v":0,"d":"0 "},{"v":0,"d":"0 "},{"v":0,"d":"0 "},{"v":0,"d":"0 "},{"v":0,"d":"0 "},{"v":0,"d":"0 "},{"v":0,"d":"0 "},{"v":0,"d":"0 "},{"v":0,"d":"0 "},{"v":0,"d":"0 "},{"v":0,"d":"0 "},{"v":0,"d":"0 "},{"v":0,"d":"0 "},{"v":0,"d":"0 "},{"v":0,"d":"0 "},{"v":0,"d":"0 "},{"v":0,"d":"0 "},{"v":0,"d":"0 "},{"v":0,"d":"0 "},{"v":0,"d":"0 "},{"v":0,"d":"0 "},{"v":0,"d":"0 "},{"v":0,"d":"0 "},{"v":0,"d":"0 "},{"v":0,"d":"0 "},{"v":0,"d":"0 "},{"v":0,"d":"0 "},{"v":0,"d":"0 "},{"v":0,"d":"0 "},{"v":0,"d":"0 "},{"v":0,"d":"0 "},{"v":0,"d":"0 "},{"v":0,"d":"0 "},{"v":0,"d":"0 "},{"v":0,"d":"0 "},{"v":0,"d":"0 "},{"v":0,"d":"0 "},{"v":0,"d":"0 "},{"v":0,"d":"0 "},{"v":0,"d":"0 "},{"v":0,"d":"0 "},{"v":0,"d":"0 "},{"v":0,"d":"0 "},{"v":0,"d":"0 "},{"v":0,"d":"0 "},{"v":0,"d":"0 "},{"v":0,"d":"0 "},{"v":0,"d":"0 "},{"v":0,"d":"0 "},{"v":0,"d":"0 "},{"v":0,"d":"0 "},{"v":0,"d":"0 "},{"v":0,"d":"0 "},{"v":0,"d":"0 "},{"v":0,"d":"0 "},{"v":0,"d":"0 "},{"v":0,"d":"0 "},{"v":0,"d":"0 "},{"v":0,"d":"0 "},{"v":0,"d":"0 "},{"v":0,"d":"0 "},{"v":0,"d":"0 "},{"v":0,"d":"0 "},{"v":0,"d":"0 "},{"v":0,"d":"0 "},{"v":0,"d":"0 "},{"v":0,"d":"0 "},{"v":0,"d":"0 "},{"v":0,"d":"0 "},{"v":0,"d":"0 "},{"v":0,"d":"0 "},{"v":0,"d":"0 "},{"v":0,"d":"0 "},{"v":0,"d":"0 "},{"v":0,"d":"0 "},{"v":0,"d":"0 "},{"v":0,"d":"0 "},{"v":0,"d":"0 "},{"v":0,"d":"0 "},{"v":0,"d":"0 "},{"v":0,"d":"0 "},{"v":0,"d":"0 "},{"v":0,"d":"0 "},{"v":0,"d":"0 "},{"v":0,"d":"0 "},{"v":0,"d":"0 "},{"v":0,"d":"0 "},{"v":0,"d":"0 "},{"v":0,"d":"0 "},{"v":0,"d":"0 "},{"v":0,"d":"0 "},{"v":0,"d":"0 "},{"v":0,"d":"0 "},{"v":0,"d":"0 "},{"v":0,"d":"0 "},{"v":0,"d":"0 "},{"v":0,"d":"0 "},{"v":0,"d":"0 "},{"v":0,"d":"0 "},{"v":0,"d":"0 "},{"v":0,"d":"0 "},{"v":0,"d":"0 "},{"v":0,"d":"0 "},{"v":0,"d":"0 "},{"v":0,"d":"0 "},{"v":0,"d":"0 "},{"v":0,"d":"0 "},{"v":0,"d":"0 "},{"v":0,"d":"0 "},{"v":0,"d":"0 "},{"v":0,"d":"0 "},{"v":0,"d":"0 "},{"v":0,"d":"0 "},{"v":0,"d":"0 "},{"v":0,"d":"0 "},{"v":0,"d":"0 "},{"v":0,"d":"0 "},{"v":0,"d":"0 "},{"v":0,"d":"0 "},{"v":0,"d":"0 "},{"v":0,"d":"0 "},{"v":0,"d":"0 "},{"v":0,"d":"0 "},{"v":0,"d":"0 "},{"v":0,"d":"0 "},{"v":0,"d":"0 "},{"v":0,"d":"0 "},{"v":0,"d":"0 "},{"v":0,"d":"0 "},{"v":0,"d":"0 "},{"v":0,"d":"0 "},{"v":0,"d":"0 "},{"v":0,"d":"0 "},{"v":0,"d":"0 "},{"v":0,"d":"0 "},{"v":0,"d":"0 "},{"v":0,"d":"0 "},{"v":0,"d":"0 "},{"v":0,"d":"0 "},{"v":0,"d":"0 "},{"v":0,"d":"0 "},{"v":0,"d":"0 "},{"v":0,"d":"0 "},{"v":0,"d":"0 "},{"v":0,"d":"0 "},{"v":0,"d":"0 "},{"v":0,"d":"0 "},{"v":0,"d":"0 "},{"v":0,"d":"0 "},{"v":0,"d":"0 "},{"v":0,"d":"0 "},{"v":0,"d":"0 "},{"v":0,"d":"0 "},{"v":0,"d":"0 "},{"v":0,"d":"0 "},{"v":0,"d":"0 "},{"v":0,"d":"0 "},{"v":0,"d":"0 "},{"v":0,"d":"0 "},{"v":0,"d":"0 "},{"v":0,"d":"0 "},{"v":0,"d":"0 "},{"v":0,"d":"0 "},{"v":0,"d":"0 "},{"v":0,"d":"0 "},{"v":0,"d":"0 "},{"v":0,"d":"0 "},{"v":0,"d":"0 "},{"v":0,"d":"0 "},{"v":0,"d":"0 "},{"v":0,"d":"0 "},{"v":0,"d":"0 "},{"v":0,"d":"0 "},{"v":0,"d":"0 "},{"v":0,"d":"0 "},{"v":0,"d":"0 "},{"v":0,"d":"0 "},{"v":0,"d":"0 "},{"v":0,"d":"0 "},{"v":0,"d":"0 "},{"v":0,"d":"0 "},{"v":0,"d":"0 "},{"v":0,"d":"0 "},{"v":0,"d":"0 "},{"v":0,"d":"0 "},{"v":0,"d":"0 "},{"v":0,"d":"0 "},{"v":0,"d":"0 "},{"v":0,"d":"0 "},{"v":0,"d":"0 "},{"v":0,"d":"0 "},{"v":0,"d":"0 "},{"v":0,"d":"0 "},{"v":0,"d":"0 "},{"v":0,"d":"0 "},{"v":0,"d":"0 "},{"v":0,"d":"0 "},{"v":0,"d":"0 "},{"v":0,"d":"0 "},{"v":0,"d":"0 "},{"v":0,"d":"0 "},{"v":0,"d":"0 "},{"v":0,"d":"0 "},{"v":0,"d":"0 "},{"v":0,"d":"0 "},{"v":0,"d":"0 "},{"v":0,"d":"0 "},{"v":0,"d":"0 "},{"v":0,"d":"0 "},{"v":0,"d":"0 "},{"v":0,"d":"0 "},{"v":0,"d":"0 "},{"v":0,"d":"0 "},{"v":0,"d":"0 "},{"v":0,"d":"0 "},{"v":0,"d":"0 "},{"v":0,"d":"0 "},{"v":0,"d":"0 "},{"v":0,"d":"0 "},{"v":0,"d":"0 "},{"v":0,"d":"0 "},{"v":0,"d":"0 "},{"v":0,"d":"0 "},{"v":0,"d":"0 "},{"v":0,"d":"0 "},{"v":0,"d":"0 "},{"v":0,"d":"0 "},{"v":0,"d":"0 "},{"v":0,"d":"0 "},{"v":0,"d":"0 "},{"v":0,"d":"0 "},{"v":0,"d":"0 "},{"v":0,"d":"0 "},{"v":0,"d":"0 "},{"v":0,"d":"0 "},{"v":0,"d":"0 "},{"v":0,"d":"0 "},{"v":0,"d":"0 "},{"v":0,"d":"0 "},{"v":0,"d":"0 "},{"v":0,"d":"0 "},{"v":0,"d":"0 "},{"v":0,"d":"0 "},{"v":0,"d":"0 "},{"v":0,"d":"0 "},{"v":0,"d":"0 "},{"v":0,"d":"0 "},{"v":0,"d":"0 "},{"v":0,"d":"0 "},{"v":0,"d":"0 "},{"v":0,"d":"0 "},{"v":0,"d":"0 "},{"v":0,"d":"0 "},{"v":0,"d":"0 "},{"v":0,"d":"0 "},{"v":0,"d":"0 "},{"v":0,"d":"0 "},{"v":0,"d":"0 "},{"v":0,"d":"0 "},{"v":0,"d":"0 "},{"v":0,"d":"0 "},{"v":0,"d":"0 "},{"v":0,"d":"0 "},{"v":0,"d":"0 "},{"v":0,"d":"0 "},{"v":0,"d":"0 "},{"v":0,"d":"0 "},{"v":0,"d":"0 "},{"v":0,"d":"0 "},{"v":0,"d":"0 "},{"v":0,"d":"0 "},{"v":0,"d":"0 "},{"v":0,"d":"0 "},{"v":0,"d":"0 "},{"v":0,"d":"0 "},{"v":0,"d":"0 "},{"v":0,"d":"0 "},{"v":0,"d":"0 "},{"v":0,"d":"0 "},{"v":0,"d":"0 "},{"v":0,"d":"0 "},{"v":0,"d":"0 "},{"v":0,"d":"0 "},{"v":0,"d":"0 "},{"v":0,"d":"0 "},{"v":0,"d":"0 "},{"v":0,"d":"0 "},{"v":0,"d":"0 "},{"v":0,"d":"0 "},{"v":0,"d":"0 "},{"v":0,"d":"0 "},{"v":0,"d":"0 "},{"v":0,"d":"0 "},{"v":0,"d":"0 "},{"v":0,"d":"0 "},{"v":0,"d":"0 "},{"v":0,"d":"0 "},{"v":0,"d":"0 "},{"v":0,"d":"0 "},{"v":0,"d":"0 "},{"v":0,"d":"0 "},{"v":0,"d":"0 "},{"v":0,"d":"0 "},{"v":0,"d":"0 "},{"v":0,"d":"0 "},{"v":0,"d":"0 "},{"v":0,"d":"0 "},{"v":0,"d":"0 "},{"v":0,"d":"0 "},{"v":0,"d":"0 "},{"v":0,"d":"0 "},{"v":0,"d":"0 "},{"v":0,"d":"0 "},{"v":0,"d":"0 "},{"v":0,"d":"0 "},{"v":0,"d":"0 "},{"v":0,"d":"0 "},{"v":0,"d":"0 "},{"v":0,"d":"0 "},{"v":0,"d":"0 "},{"v":0,"d":"0 "},{"v":0,"d":"0 "},{"v":0,"d":"0 "},{"v":0,"d":"0 "},{"v":0,"d":"0 "},{"v":0,"d":"0 "},{"v":0,"d":"0 "},{"v":0,"d":"0 "},{"v":0,"d":"0 "},{"v":0,"d":"0 "},{"v":0,"d":"0 "},{"v":0,"d":"0 "},{"v":0,"d":"0 "},{"v":0,"d":"0 "},{"v":0,"d":"0 "},{"v":0,"d":"0 "},{"v":0,"d":"0 "},{"v":0,"d":"0 "},{"v":0,"d":"0 "},{"v":0,"d":"0 "},{"v":0,"d":"0 "},{"v":0,"d":"0 "},{"v":0,"d":"0 "},{"v":0,"d":"0 "},{"v":0,"d":"0 "},{"v":0,"d":"0 "},{"v":0,"d":"0 "},{"v":0,"d":"0 "},{"v":0,"d":"0 "},{"v":0,"d":"0 "},{"v":0,"d":"0 "},{"v":0,"d":"0 "},{"v":0,"d":"0 "},{"v":0,"d":"0 "},{"v":0,"d":"0 "},{"v":0,"d":"0 "},{"v":0,"d":"0 "},{"v":0,"d":"0 "},{"v":0,"d":"0 "},{"v":0,"d":"0 "},{"v":0,"d":"0 "},{"v":0,"d":"0 "},{"v":0,"d":"0 "},{"v":0,"d":"0 "},{"v":0,"d":"0 "},{"v":0,"d":"0 "},{"v":0,"d":"0 "},{"v":0,"d":"0 "},{"v":0,"d":"0 "},{"v":0,"d":"0 "},{"v":0,"d":"0 "},{"v":0,"d":"0 "},{"v":0,"d":"0 "},{"v":0,"d":"0 "},{"v":0,"d":"0 "},{"v":0,"d":"0 "},{"v":0,"d":"0 "},{"v":0,"d":"0 "},{"v":0,"d":"0 "},{"v":0,"d":"0 "},{"v":0,"d":"0 "},{"v":0,"d":"0 "},{"v":0,"d":"0 "},{"v":0,"d":"0 "},{"v":0,"d":"0 "},{"v":0,"d":"0 "},{"v":0,"d":"0 "},{"v":0,"d":"0 "},{"v":0,"d":"0 "},{"v":0,"d":"0 "},{"v":0,"d":"0 "},{"v":0,"d":"0 "},{"v":0,"d":"0 "},{"v":0,"d":"0 "},{"v":0,"d":"0 "},{"v":0,"d":"0 "},{"v":0,"d":"0 "}]
["39403_平成29年度",14,14,1,2017,"平成29年度","39403","越知町",null,{"v":0,"d":"0 "},{"v":0,"d":"0 "},{"v":0,"d":"0 "},{"v":0,"d":"0 "},{"v":0,"d":"0 "},{"v":0,"d":"0 "},{"v":0,"d":"0 "},{"v":0,"d":"0 "},{"v":0,"d":"0 "},{"v":0,"d":"0 "},{"v":0,"d":"0 "},{"v":0,"d":"0 "},{"v":0,"d":"0 "},{"v":0,"d":"0 "},{"v":0,"d":"0 "},{"v":0,"d":"0 "},{"v":0,"d":"0 "},{"v":0,"d":"0 "},{"v":0,"d":"0 "},{"v":0,"d":"0 "},{"v":0,"d":"0 "},{"v":0,"d":"0 "},{"v":0,"d":"0 "},{"v":0,"d":"0 "},{"v":0,"d":"0 "},{"v":0,"d":"0 "},{"v":0,"d":"0 "},{"v":0,"d":"0 "},{"v":0,"d":"0 "},{"v":0,"d":"0 "},{"v":0,"d":"0 "},{"v":0,"d":"0 "},{"v":0,"d":"0 "},{"v":0,"d":"0 "},{"v":0,"d":"0 "},{"v":0,"d":"0 "},{"v":0,"d":"0 "},{"v":0,"d":"0 "},{"v":0,"d":"0 "},{"v":0,"d":"0 "},{"v":0,"d":"0 "},{"v":0,"d":"0 "},{"v":0,"d":"0 "},{"v":0,"d":"0 "},{"v":0,"d":"0 "},{"v":0,"d":"0 "},{"v":0,"d":"0 "},{"v":0,"d":"0 "},{"v":0,"d":"0 "},{"v":0,"d":"0 "},{"v":0,"d":"0 "},{"v":0,"d":"0 "},{"v":0,"d":"0 "},{"v":0,"d":"0 "},{"v":0,"d":"0 "},{"v":0,"d":"0 "},{"v":0,"d":"0 "},{"v":0,"d":"0 "},{"v":0,"d":"0 "},{"v":0,"d":"0 "},{"v":0,"d":"0 "},{"v":0,"d":"0 "},{"v":0,"d":"0 "},{"v":0,"d":"0 "},{"v":0,"d":"0 "},{"v":0,"d":"0 "},{"v":0,"d":"0 "},{"v":0,"d":"0 "},{"v":0,"d":"0 "},{"v":0,"d":"0 "},{"v":0,"d":"0 "},{"v":0,"d":"0 "},{"v":0,"d":"0 "},{"v":0,"d":"0 "},{"v":0,"d":"0 "},{"v":0,"d":"0 "},{"v":0,"d":"0 "},{"v":0,"d":"0 "},{"v":0,"d":"0 "},{"v":0,"d":"0 "},{"v":0,"d":"0 "},{"v":0,"d":"0 "},{"v":0,"d":"0 "},{"v":0,"d":"0 "},{"v":0,"d":"0 "},{"v":0,"d":"0 "},{"v":0,"d":"0 "},{"v":0,"d":"0 "},{"v":0,"d":"0 "},{"v":0,"d":"0 "},{"v":0,"d":"0 "},{"v":0,"d":"0 "},{"v":0,"d":"0 "},{"v":0,"d":"0 "},{"v":0,"d":"0 "},{"v":0,"d":"0 "},{"v":0,"d":"0 "},{"v":0,"d":"0 "},{"v":0,"d":"0 "},{"v":0,"d":"0 "},{"v":0,"d":"0 "},{"v":0,"d":"0 "},{"v":0,"d":"0 "},{"v":0,"d":"0 "},{"v":0,"d":"0 "},{"v":0,"d":"0 "},{"v":0,"d":"0 "},{"v":0,"d":"0 "},{"v":0,"d":"0 "},{"v":0,"d":"0 "},{"v":0,"d":"0 "},{"v":0,"d":"0 "},{"v":0,"d":"0 "},{"v":0,"d":"0 "},{"v":0,"d":"0 "},{"v":0,"d":"0 "},{"v":0,"d":"0 "},{"v":0,"d":"0 "},{"v":0,"d":"0 "},{"v":0,"d":"0 "},{"v":0,"d":"0 "},{"v":0,"d":"0 "},{"v":0,"d":"0 "},{"v":0,"d":"0 "},{"v":0,"d":"0 "},{"v":0,"d":"0 "},{"v":0,"d":"0 "},{"v":0,"d":"0 "},{"v":0,"d":"0 "},{"v":0,"d":"0 "},{"v":0,"d":"0 "},{"v":0,"d":"0 "},{"v":0,"d":"0 "},{"v":0,"d":"0 "},{"v":0,"d":"0 "},{"v":0,"d":"0 "},{"v":0,"d":"0 "},{"v":0,"d":"0 "},{"v":0,"d":"0 "},{"v":0,"d":"0 "},{"v":0,"d":"0 "},{"v":0,"d":"0 "},{"v":0,"d":"0 "},{"v":0,"d":"0 "},{"v":0,"d":"0 "},{"v":0,"d":"0 "},{"v":0,"d":"0 "},{"v":0,"d":"0 "},{"v":0,"d":"0 "},{"v":0,"d":"0 "},{"v":0,"d":"0 "},{"v":0,"d":"0 "},{"v":0,"d":"0 "},{"v":0,"d":"0 "},{"v":0,"d":"0 "},{"v":0,"d":"0 "},{"v":0,"d":"0 "},{"v":0,"d":"0 "},{"v":0,"d":"0 "},{"v":0,"d":"0 "},{"v":0,"d":"0 "},{"v":0,"d":"0 "},{"v":0,"d":"0 "},{"v":0,"d":"0 "},{"v":0,"d":"0 "},{"v":0,"d":"0 "},{"v":0,"d":"0 "},{"v":0,"d":"0 "},{"v":0,"d":"0 "},{"v":0,"d":"0 "},{"v":0,"d":"0 "},{"v":0,"d":"0 "},{"v":0,"d":"0 "},{"v":0,"d":"0 "},{"v":0,"d":"0 "},{"v":0,"d":"0 "},{"v":0,"d":"0 "},{"v":0,"d":"0 "},{"v":0,"d":"0 "},{"v":0,"d":"0 "},{"v":0,"d":"0 "},{"v":0,"d":"0 "},{"v":0,"d":"0 "},{"v":0,"d":"0 "},{"v":0,"d":"0 "},{"v":0,"d":"0 "},{"v":0,"d":"0 "},{"v":0,"d":"0 "},{"v":0,"d":"0 "},{"v":0,"d":"0 "},{"v":0,"d":"0 "},{"v":0,"d":"0 "},{"v":0,"d":"0 "},{"v":0,"d":"0 "},{"v":0,"d":"0 "},{"v":0,"d":"0 "},{"v":0,"d":"0 "},{"v":0,"d":"0 "},{"v":0,"d":"0 "},{"v":0,"d":"0 "},{"v":0,"d":"0 "},{"v":0,"d":"0 "},{"v":0,"d":"0 "},{"v":0,"d":"0 "},{"v":0,"d":"0 "},{"v":0,"d":"0 "},{"v":0,"d":"0 "},{"v":0,"d":"0 "},{"v":0,"d":"0 "},{"v":0,"d":"0 "},{"v":0,"d":"0 "},{"v":0,"d":"0 "},{"v":0,"d":"0 "},{"v":0,"d":"0 "},{"v":0,"d":"0 "},{"v":0,"d":"0 "},{"v":0,"d":"0 "},{"v":0,"d":"0 "},{"v":0,"d":"0 "},{"v":0,"d":"0 "},{"v":0,"d":"0 "},{"v":0,"d":"0 "},{"v":0,"d":"0 "},{"v":0,"d":"0 "},{"v":0,"d":"0 "},{"v":0,"d":"0 "},{"v":0,"d":"0 "},{"v":0,"d":"0 "},{"v":0,"d":"0 "},{"v":0,"d":"0 "},{"v":0,"d":"0 "},{"v":0,"d":"0 "},{"v":0,"d":"0 "},{"v":0,"d":"0 "},{"v":0,"d":"0 "},{"v":0,"d":"0 "},{"v":0,"d":"0 "},{"v":0,"d":"0 "},{"v":0,"d":"0 "},{"v":0,"d":"0 "},{"v":0,"d":"0 "},{"v":0,"d":"0 "},{"v":0,"d":"0 "},{"v":0,"d":"0 "},{"v":0,"d":"0 "},{"v":0,"d":"0 "},{"v":0,"d":"0 "},{"v":0,"d":"0 "},{"v":0,"d":"0 "},{"v":0,"d":"0 "},{"v":0,"d":"0 "},{"v":0,"d":"0 "},{"v":0,"d":"0 "},{"v":0,"d":"0 "},{"v":0,"d":"0 "},{"v":0,"d":"0 "},{"v":0,"d":"0 "},{"v":0,"d":"0 "},{"v":0,"d":"0 "},{"v":0,"d":"0 "},{"v":0,"d":"0 "},{"v":0,"d":"0 "},{"v":0,"d":"0 "},{"v":0,"d":"0 "},{"v":0,"d":"0 "},{"v":0,"d":"0 "},{"v":0,"d":"0 "},{"v":0,"d":"0 "},{"v":0,"d":"0 "},{"v":0,"d":"0 "},{"v":0,"d":"0 "},{"v":0,"d":"0 "},{"v":0,"d":"0 "},{"v":0,"d":"0 "},{"v":0,"d":"0 "},{"v":0,"d":"0 "},{"v":0,"d":"0 "},{"v":0,"d":"0 "},{"v":0,"d":"0 "},{"v":0,"d":"0 "},{"v":0,"d":"0 "},{"v":0,"d":"0 "},{"v":0,"d":"0 "},{"v":0,"d":"0 "},{"v":0,"d":"0 "},{"v":0,"d":"0 "},{"v":0,"d":"0 "},{"v":0,"d":"0 "},{"v":0,"d":"0 "},{"v":0,"d":"0 "},{"v":0,"d":"0 "},{"v":0,"d":"0 "},{"v":0,"d":"0 "},{"v":0,"d":"0 "},{"v":0,"d":"0 "},{"v":0,"d":"0 "},{"v":0,"d":"0 "},{"v":0,"d":"0 "},{"v":0,"d":"0 "},{"v":0,"d":"0 "},{"v":0,"d":"0 "},{"v":0,"d":"0 "},{"v":0,"d":"0 "},{"v":0,"d":"0 "},{"v":0,"d":"0 "},{"v":0,"d":"0 "},{"v":0,"d":"0 "},{"v":0,"d":"0 "},{"v":0,"d":"0 "},{"v":0,"d":"0 "},{"v":0,"d":"0 "},{"v":0,"d":"0 "},{"v":0,"d":"0 "},{"v":0,"d":"0 "},{"v":0,"d":"0 "},{"v":0,"d":"0 "},{"v":0,"d":"0 "},{"v":0,"d":"0 "},{"v":0,"d":"0 "},{"v":0,"d":"0 "},{"v":0,"d":"0 "},{"v":0,"d":"0 "},{"v":0,"d":"0 "},{"v":0,"d":"0 "},{"v":0,"d":"0 "},{"v":0,"d":"0 "},{"v":0,"d":"0 "},{"v":0,"d":"0 "},{"v":0,"d":"0 "},{"v":0,"d":"0 "},{"v":0,"d":"0 "},{"v":0,"d":"0 "},{"v":0,"d":"0 "},{"v":0,"d":"0 "},{"v":0,"d":"0 "},{"v":0,"d":"0 "},{"v":0,"d":"0 "},{"v":0,"d":"0 "},{"v":0,"d":"0 "},{"v":0,"d":"0 "},{"v":0,"d":"0 "},{"v":0,"d":"0 "},{"v":0,"d":"0 "},{"v":0,"d":"0 "},{"v":0,"d":"0 "},{"v":0,"d":"0 "},{"v":0,"d":"0 "},{"v":0,"d":"0 "},{"v":0,"d":"0 "},{"v":0,"d":"0 "},{"v":0,"d":"0 "},{"v":0,"d":"0 "},{"v":0,"d":"0 "},{"v":0,"d":"0 "},{"v":0,"d":"0 "},{"v":0,"d":"0 "},{"v":0,"d":"0 "},{"v":0,"d":"0 "},{"v":0,"d":"0 "},{"v":0,"d":"0 "},{"v":0,"d":"0 "},{"v":0,"d":"0 "},{"v":0,"d":"0 "},{"v":0,"d":"0 "},{"v":0,"d":"0 "},{"v":0,"d":"0 "},{"v":0,"d":"0 "},{"v":0,"d":"0 "},{"v":0,"d":"0 "},{"v":0,"d":"0 "},{"v":0,"d":"0 "},{"v":0,"d":"0 "},{"v":0,"d":"0 "},{"v":0,"d":"0 "},{"v":0,"d":"0 "},{"v":0,"d":"0 "},{"v":0,"d":"0 "},{"v":0,"d":"0 "},{"v":0,"d":"0 "},{"v":0,"d":"0 "},{"v":0,"d":"0 "},{"v":0,"d":"0 "},{"v":0,"d":"0 "},{"v":0,"d":"0 "},{"v":0,"d":"0 "},{"v":0,"d":"0 "},{"v":0,"d":"0 "},{"v":0,"d":"0 "},{"v":0,"d":"0 "},{"v":0,"d":"0 "},{"v":0,"d":"0 "},{"v":0,"d":"0 "},{"v":0,"d":"0 "},{"v":0,"d":"0 "},{"v":0,"d":"0 "},{"v":0,"d":"0 "},{"v":0,"d":"0 "},{"v":0,"d":"0 "},{"v":0,"d":"0 "},{"v":0,"d":"0 "},{"v":0,"d":"0 "},{"v":0,"d":"0 "},{"v":0,"d":"0 "},{"v":0,"d":"0 "},{"v":0,"d":"0 "},{"v":0,"d":"0 "},{"v":0,"d":"0 "},{"v":0,"d":"0 "},{"v":0,"d":"0 "},{"v":0,"d":"0 "},{"v":0,"d":"0 "},{"v":0,"d":"0 "},{"v":0,"d":"0 "},{"v":0,"d":"0 "},{"v":0,"d":"0 "},{"v":0,"d":"0 "},{"v":0,"d":"0 "},{"v":0,"d":"0 "},{"v":0,"d":"0 "},{"v":0,"d":"0 "},{"v":0,"d":"0 "},{"v":0,"d":"0 "},{"v":0,"d":"0 "},{"v":0,"d":"0 "},{"v":0,"d":"0 "},{"v":0,"d":"0 "},{"v":0,"d":"0 "},{"v":0,"d":"0 "},{"v":0,"d":"0 "},{"v":0,"d":"0 "},{"v":0,"d":"0 "},{"v":0,"d":"0 "},{"v":0,"d":"0 "},{"v":0,"d":"0 "},{"v":0,"d":"0 "},{"v":0,"d":"0 "},{"v":0,"d":"0 "},{"v":0,"d":"0 "},{"v":0,"d":"0 "},{"v":0,"d":"0 "},{"v":0,"d":"0 "},{"v":0,"d":"0 "},{"v":0,"d":"0 "},{"v":0,"d":"0 "},{"v":0,"d":"0 "},{"v":0,"d":"0 "},{"v":0,"d":"0 "},{"v":0,"d":"0 "},{"v":0,"d":"0 "},{"v":0,"d":"0 "},{"v":0,"d":"0 "},{"v":0,"d":"0 "},{"v":0,"d":"0 "},{"v":0,"d":"0 "},{"v":0,"d":"0 "},{"v":0,"d":"0 "},{"v":0,"d":"0 "},{"v":0,"d":"0 "},{"v":0,"d":"0 "},{"v":0,"d":"0 "},{"v":0,"d":"0 "},{"v":0,"d":"0 "},{"v":0,"d":"0 "},{"v":0,"d":"0 "},{"v":0,"d":"0 "},{"v":0,"d":"0 "},{"v":0,"d":"0 "},{"v":0,"d":"0 "},{"v":0,"d":"0 "},{"v":0,"d":"0 "},{"v":0,"d":"0 "},{"v":0,"d":"0 "},{"v":0,"d":"0 "},{"v":0,"d":"0 "},{"v":0,"d":"0 "},{"v":0,"d":"0 "},{"v":0,"d":"0 "},{"v":0,"d":"0 "},{"v":0,"d":"0 "},{"v":0,"d":"0 "},{"v":0,"d":"0 "},{"v":0,"d":"0 "},{"v":0,"d":"0 "},{"v":0,"d":"0 "},{"v":0,"d":"0 "},{"v":0,"d":"0 "},{"v":0,"d":"0 "},{"v":0,"d":"0 "},{"v":0,"d":"0 "},{"v":0,"d":"0 "},{"v":0,"d":"0 "},{"v":0,"d":"0 "},{"v":0,"d":"0 "}]
["39403_平成30年度",15,15,1,2018,"平成30年度","39403","越知町",null,{"v":0,"d":"0 "},{"v":0,"d":"0 "},{"v":0,"d":"0 "},{"v":0,"d":"0 "},{"v":0,"d":"0 "},{"v":0,"d":"0 "},{"v":0,"d":"0 "},{"v":0,"d":"0 "},{"v":0,"d":"0 "},{"v":0,"d":"0 "},{"v":0,"d":"0 "},{"v":0,"d":"0 "},{"v":0,"d":"0 "},{"v":0,"d":"0 "},{"v":0,"d":"0 "},{"v":0,"d":"0 "},{"v":0,"d":"0 "},{"v":0,"d":"0 "},{"v":0,"d":"0 "},{"v":0,"d":"0 "},{"v":0,"d":"0 "},{"v":0,"d":"0 "},{"v":0,"d":"0 "},{"v":0,"d":"0 "},{"v":0,"d":"0 "},{"v":0,"d":"0 "},{"v":0,"d":"0 "},{"v":0,"d":"0 "},{"v":0,"d":"0 "},{"v":0,"d":"0 "},{"v":0,"d":"0 "},{"v":0,"d":"0 "},{"v":0,"d":"0 "},{"v":0,"d":"0 "},{"v":0,"d":"0 "},{"v":0,"d":"0 "},{"v":0,"d":"0 "},{"v":0,"d":"0 "},{"v":0,"d":"0 "},{"v":0,"d":"0 "},{"v":0,"d":"0 "},{"v":0,"d":"0 "},{"v":0,"d":"0 "},{"v":0,"d":"0 "},{"v":0,"d":"0 "},{"v":0,"d":"0 "},{"v":0,"d":"0 "},{"v":0,"d":"0 "},{"v":0,"d":"0 "},{"v":0,"d":"0 "},{"v":0,"d":"0 "},{"v":0,"d":"0 "},{"v":0,"d":"0 "},{"v":0,"d":"0 "},{"v":0,"d":"0 "},{"v":0,"d":"0 "},{"v":0,"d":"0 "},{"v":0,"d":"0 "},{"v":0,"d":"0 "},{"v":0,"d":"0 "},{"v":0,"d":"0 "},{"v":0,"d":"0 "},{"v":0,"d":"0 "},{"v":0,"d":"0 "},{"v":0,"d":"0 "},{"v":0,"d":"0 "},{"v":0,"d":"0 "},{"v":0,"d":"0 "},{"v":0,"d":"0 "},{"v":0,"d":"0 "},{"v":0,"d":"0 "},{"v":0,"d":"0 "},{"v":0,"d":"0 "},{"v":0,"d":"0 "},{"v":0,"d":"0 "},{"v":0,"d":"0 "},{"v":0,"d":"0 "},{"v":0,"d":"0 "},{"v":0,"d":"0 "},{"v":0,"d":"0 "},{"v":0,"d":"0 "},{"v":0,"d":"0 "},{"v":0,"d":"0 "},{"v":0,"d":"0 "},{"v":0,"d":"0 "},{"v":0,"d":"0 "},{"v":0,"d":"0 "},{"v":0,"d":"0 "},{"v":0,"d":"0 "},{"v":0,"d":"0 "},{"v":0,"d":"0 "},{"v":0,"d":"0 "},{"v":0,"d":"0 "},{"v":0,"d":"0 "},{"v":0,"d":"0 "},{"v":0,"d":"0 "},{"v":0,"d":"0 "},{"v":0,"d":"0 "},{"v":0,"d":"0 "},{"v":0,"d":"0 "},{"v":0,"d":"0 "},{"v":0,"d":"0 "},{"v":0,"d":"0 "},{"v":0,"d":"0 "},{"v":0,"d":"0 "},{"v":0,"d":"0 "},{"v":0,"d":"0 "},{"v":0,"d":"0 "},{"v":0,"d":"0 "},{"v":0,"d":"0 "},{"v":0,"d":"0 "},{"v":0,"d":"0 "},{"v":0,"d":"0 "},{"v":0,"d":"0 "},{"v":0,"d":"0 "},{"v":0,"d":"0 "},{"v":0,"d":"0 "},{"v":0,"d":"0 "},{"v":0,"d":"0 "},{"v":0,"d":"0 "},{"v":0,"d":"0 "},{"v":0,"d":"0 "},{"v":0,"d":"0 "},{"v":0,"d":"0 "},{"v":0,"d":"0 "},{"v":0,"d":"0 "},{"v":0,"d":"0 "},{"v":0,"d":"0 "},{"v":0,"d":"0 "},{"v":0,"d":"0 "},{"v":0,"d":"0 "},{"v":0,"d":"0 "},{"v":0,"d":"0 "},{"v":0,"d":"0 "},{"v":0,"d":"0 "},{"v":0,"d":"0 "},{"v":0,"d":"0 "},{"v":0,"d":"0 "},{"v":0,"d":"0 "},{"v":0,"d":"0 "},{"v":0,"d":"0 "},{"v":0,"d":"0 "},{"v":0,"d":"0 "},{"v":0,"d":"0 "},{"v":0,"d":"0 "},{"v":0,"d":"0 "},{"v":0,"d":"0 "},{"v":0,"d":"0 "},{"v":0,"d":"0 "},{"v":0,"d":"0 "},{"v":0,"d":"0 "},{"v":0,"d":"0 "},{"v":0,"d":"0 "},{"v":0,"d":"0 "},{"v":0,"d":"0 "},{"v":0,"d":"0 "},{"v":0,"d":"0 "},{"v":0,"d":"0 "},{"v":0,"d":"0 "},{"v":0,"d":"0 "},{"v":0,"d":"0 "},{"v":0,"d":"0 "},{"v":0,"d":"0 "},{"v":0,"d":"0 "},{"v":0,"d":"0 "},{"v":0,"d":"0 "},{"v":0,"d":"0 "},{"v":0,"d":"0 "},{"v":0,"d":"0 "},{"v":0,"d":"0 "},{"v":0,"d":"0 "},{"v":0,"d":"0 "},{"v":0,"d":"0 "},{"v":0,"d":"0 "},{"v":0,"d":"0 "},{"v":0,"d":"0 "},{"v":0,"d":"0 "},{"v":0,"d":"0 "},{"v":0,"d":"0 "},{"v":0,"d":"0 "},{"v":0,"d":"0 "},{"v":0,"d":"0 "},{"v":0,"d":"0 "},{"v":0,"d":"0 "},{"v":0,"d":"0 "},{"v":0,"d":"0 "},{"v":0,"d":"0 "},{"v":0,"d":"0 "},{"v":0,"d":"0 "},{"v":0,"d":"0 "},{"v":0,"d":"0 "},{"v":0,"d":"0 "},{"v":0,"d":"0 "},{"v":0,"d":"0 "},{"v":0,"d":"0 "},{"v":0,"d":"0 "},{"v":0,"d":"0 "},{"v":0,"d":"0 "},{"v":0,"d":"0 "},{"v":0,"d":"0 "},{"v":0,"d":"0 "},{"v":0,"d":"0 "},{"v":0,"d":"0 "},{"v":0,"d":"0 "},{"v":0,"d":"0 "},{"v":0,"d":"0 "},{"v":0,"d":"0 "},{"v":0,"d":"0 "},{"v":0,"d":"0 "},{"v":0,"d":"0 "},{"v":0,"d":"0 "},{"v":0,"d":"0 "},{"v":0,"d":"0 "},{"v":0,"d":"0 "},{"v":0,"d":"0 "},{"v":0,"d":"0 "},{"v":0,"d":"0 "},{"v":0,"d":"0 "},{"v":0,"d":"0 "},{"v":0,"d":"0 "},{"v":0,"d":"0 "},{"v":0,"d":"0 "},{"v":0,"d":"0 "},{"v":0,"d":"0 "},{"v":0,"d":"0 "},{"v":0,"d":"0 "},{"v":0,"d":"0 "},{"v":0,"d":"0 "},{"v":0,"d":"0 "},{"v":0,"d":"0 "},{"v":0,"d":"0 "},{"v":0,"d":"0 "},{"v":0,"d":"0 "},{"v":0,"d":"0 "},{"v":0,"d":"0 "},{"v":0,"d":"0 "},{"v":0,"d":"0 "},{"v":0,"d":"0 "},{"v":0,"d":"0 "},{"v":0,"d":"0 "},{"v":0,"d":"0 "},{"v":0,"d":"0 "},{"v":0,"d":"0 "},{"v":0,"d":"0 "},{"v":0,"d":"0 "},{"v":0,"d":"0 "},{"v":0,"d":"0 "},{"v":0,"d":"0 "},{"v":0,"d":"0 "},{"v":0,"d":"0 "},{"v":0,"d":"0 "},{"v":0,"d":"0 "},{"v":0,"d":"0 "},{"v":0,"d":"0 "},{"v":0,"d":"0 "},{"v":0,"d":"0 "},{"v":0,"d":"0 "},{"v":0,"d":"0 "},{"v":0,"d":"0 "},{"v":0,"d":"0 "},{"v":0,"d":"0 "},{"v":0,"d":"0 "},{"v":0,"d":"0 "},{"v":0,"d":"0 "},{"v":0,"d":"0 "},{"v":0,"d":"0 "},{"v":0,"d":"0 "},{"v":0,"d":"0 "},{"v":0,"d":"0 "},{"v":0,"d":"0 "},{"v":0,"d":"0 "},{"v":0,"d":"0 "},{"v":0,"d":"0 "},{"v":0,"d":"0 "},{"v":0,"d":"0 "},{"v":0,"d":"0 "},{"v":0,"d":"0 "},{"v":0,"d":"0 "},{"v":0,"d":"0 "},{"v":0,"d":"0 "},{"v":0,"d":"0 "},{"v":0,"d":"0 "},{"v":0,"d":"0 "},{"v":0,"d":"0 "},{"v":0,"d":"0 "},{"v":0,"d":"0 "},{"v":0,"d":"0 "},{"v":0,"d":"0 "},{"v":0,"d":"0 "},{"v":0,"d":"0 "},{"v":0,"d":"0 "},{"v":0,"d":"0 "},{"v":0,"d":"0 "},{"v":0,"d":"0 "},{"v":0,"d":"0 "},{"v":0,"d":"0 "},{"v":0,"d":"0 "},{"v":0,"d":"0 "},{"v":0,"d":"0 "},{"v":0,"d":"0 "},{"v":0,"d":"0 "},{"v":0,"d":"0 "},{"v":0,"d":"0 "},{"v":0,"d":"0 "},{"v":0,"d":"0 "},{"v":0,"d":"0 "},{"v":0,"d":"0 "},{"v":0,"d":"0 "},{"v":0,"d":"0 "},{"v":0,"d":"0 "},{"v":0,"d":"0 "},{"v":0,"d":"0 "},{"v":0,"d":"0 "},{"v":0,"d":"0 "},{"v":0,"d":"0 "},{"v":0,"d":"0 "},{"v":0,"d":"0 "},{"v":0,"d":"0 "},{"v":0,"d":"0 "},{"v":0,"d":"0 "},{"v":0,"d":"0 "},{"v":0,"d":"0 "},{"v":0,"d":"0 "},{"v":0,"d":"0 "},{"v":0,"d":"0 "},{"v":0,"d":"0 "},{"v":0,"d":"0 "},{"v":0,"d":"0 "},{"v":0,"d":"0 "},{"v":0,"d":"0 "},{"v":0,"d":"0 "},{"v":0,"d":"0 "},{"v":0,"d":"0 "},{"v":0,"d":"0 "},{"v":0,"d":"0 "},{"v":0,"d":"0 "},{"v":0,"d":"0 "},{"v":0,"d":"0 "},{"v":0,"d":"0 "},{"v":0,"d":"0 "},{"v":0,"d":"0 "},{"v":0,"d":"0 "},{"v":0,"d":"0 "},{"v":0,"d":"0 "},{"v":0,"d":"0 "},{"v":0,"d":"0 "},{"v":0,"d":"0 "},{"v":0,"d":"0 "},{"v":0,"d":"0 "},{"v":0,"d":"0 "},{"v":0,"d":"0 "},{"v":0,"d":"0 "},{"v":0,"d":"0 "},{"v":0,"d":"0 "},{"v":0,"d":"0 "},{"v":0,"d":"0 "},{"v":0,"d":"0 "},{"v":0,"d":"0 "},{"v":0,"d":"0 "},{"v":0,"d":"0 "},{"v":0,"d":"0 "},{"v":0,"d":"0 "},{"v":0,"d":"0 "},{"v":0,"d":"0 "},{"v":0,"d":"0 "},{"v":0,"d":"0 "},{"v":0,"d":"0 "},{"v":0,"d":"0 "},{"v":0,"d":"0 "},{"v":0,"d":"0 "},{"v":0,"d":"0 "},{"v":0,"d":"0 "},{"v":0,"d":"0 "},{"v":0,"d":"0 "},{"v":0,"d":"0 "},{"v":0,"d":"0 "},{"v":0,"d":"0 "},{"v":0,"d":"0 "},{"v":0,"d":"0 "},{"v":0,"d":"0 "},{"v":0,"d":"0 "},{"v":0,"d":"0 "},{"v":0,"d":"0 "},{"v":0,"d":"0 "},{"v":0,"d":"0 "},{"v":0,"d":"0 "},{"v":0,"d":"0 "},{"v":0,"d":"0 "},{"v":0,"d":"0 "},{"v":0,"d":"0 "},{"v":0,"d":"0 "},{"v":0,"d":"0 "},{"v":0,"d":"0 "},{"v":0,"d":"0 "},{"v":0,"d":"0 "},{"v":0,"d":"0 "},{"v":0,"d":"0 "},{"v":0,"d":"0 "},{"v":0,"d":"0 "},{"v":0,"d":"0 "},{"v":0,"d":"0 "},{"v":0,"d":"0 "},{"v":0,"d":"0 "},{"v":0,"d":"0 "},{"v":0,"d":"0 "},{"v":0,"d":"0 "},{"v":0,"d":"0 "},{"v":0,"d":"0 "},{"v":0,"d":"0 "},{"v":0,"d":"0 "},{"v":0,"d":"0 "},{"v":0,"d":"0 "},{"v":0,"d":"0 "},{"v":0,"d":"0 "},{"v":0,"d":"0 "},{"v":0,"d":"0 "},{"v":0,"d":"0 "},{"v":0,"d":"0 "},{"v":0,"d":"0 "},{"v":0,"d":"0 "},{"v":0,"d":"0 "},{"v":0,"d":"0 "},{"v":0,"d":"0 "},{"v":0,"d":"0 "},{"v":0,"d":"0 "},{"v":0,"d":"0 "},{"v":0,"d":"0 "},{"v":0,"d":"0 "},{"v":0,"d":"0 "},{"v":0,"d":"0 "},{"v":0,"d":"0 "},{"v":0,"d":"0 "},{"v":0,"d":"0 "},{"v":0,"d":"0 "},{"v":0,"d":"0 "},{"v":0,"d":"0 "},{"v":0,"d":"0 "},{"v":0,"d":"0 "},{"v":0,"d":"0 "},{"v":0,"d":"0 "},{"v":0,"d":"0 "},{"v":0,"d":"0 "},{"v":0,"d":"0 "},{"v":0,"d":"0 "},{"v":0,"d":"0 "},{"v":0,"d":"0 "},{"v":0,"d":"0 "},{"v":0,"d":"0 "},{"v":0,"d":"0 "},{"v":0,"d":"0 "},{"v":0,"d":"0 "},{"v":0,"d":"0 "},{"v":0,"d":"0 "},{"v":0,"d":"0 "},{"v":0,"d":"0 "},{"v":0,"d":"0 "},{"v":0,"d":"0 "},{"v":0,"d":"0 "},{"v":0,"d":"0 "},{"v":0,"d":"0 "},{"v":0,"d":"0 "},{"v":0,"d":"0 "},{"v":0,"d":"0 "},{"v":0,"d":"0 "},{"v":0,"d":"0 "},{"v":0,"d":"0 "},{"v":0,"d":"0 "},{"v":0,"d":"0 "},{"v":0,"d":"0 "},{"v":0,"d":"0 "},{"v":0,"d":"0 "},{"v":0,"d":"0 "},{"v":0,"d":"0 "},{"v":0,"d":"0 "},{"v":0,"d":"0 "},{"v":0,"d":"0 "},{"v":0,"d":"0 "},{"v":0,"d":"0 "},{"v":0,"d":"0 "},{"v":0,"d":"0 "},{"v":0,"d":"0 "},{"v":0,"d":"0 "},{"v":0,"d":"0 "},{"v":0,"d":"0 "},{"v":0,"d":"0 "},{"v":0,"d":"0 "},{"v":0,"d":"0 "},{"v":0,"d":"0 "},{"v":0,"d":"0 "},{"v":0,"d":"0 "},{"v":0,"d":"0 "},{"v":0,"d":"0 "},{"v":0,"d":"0 "}]
["39403_令和元年度",16,16,1,2019,"令和元年度","39403","越知町",null,{"v":0,"d":"0 "},{"v":0,"d":"0 "},{"v":0,"d":"0 "},{"v":0,"d":"0 "},{"v":0,"d":"0 "},{"v":0,"d":"0 "},{"v":0,"d":"0 "},{"v":0,"d":"0 "},{"v":0,"d":"0 "},{"v":0,"d":"0 "},{"v":0,"d":"0 "},{"v":0,"d":"0 "},{"v":0,"d":"0 "},{"v":0,"d":"0 "},{"v":0,"d":"0 "},{"v":0,"d":"0 "},{"v":0,"d":"0 "},{"v":0,"d":"0 "},{"v":0,"d":"0 "},{"v":0,"d":"0 "},{"v":0,"d":"0 "},{"v":0,"d":"0 "},{"v":0,"d":"0 "},{"v":0,"d":"0 "},{"v":0,"d":"0 "},{"v":0,"d":"0 "},{"v":0,"d":"0 "},{"v":0,"d":"0 "},{"v":0,"d":"0 "},{"v":0,"d":"0 "},{"v":0,"d":"0 "},{"v":0,"d":"0 "},{"v":0,"d":"0 "},{"v":0,"d":"0 "},{"v":0,"d":"0 "},{"v":0,"d":"0 "},{"v":0,"d":"0 "},{"v":0,"d":"0 "},{"v":0,"d":"0 "},{"v":0,"d":"0 "},{"v":0,"d":"0 "},{"v":0,"d":"0 "},{"v":0,"d":"0 "},{"v":0,"d":"0 "},{"v":0,"d":"0 "},{"v":0,"d":"0 "},{"v":0,"d":"0 "},{"v":0,"d":"0 "},{"v":0,"d":"0 "},{"v":0,"d":"0 "},{"v":0,"d":"0 "},{"v":0,"d":"0 "},{"v":0,"d":"0 "},{"v":0,"d":"0 "},{"v":0,"d":"0 "},{"v":0,"d":"0 "},{"v":0,"d":"0 "},{"v":0,"d":"0 "},{"v":0,"d":"0 "},{"v":0,"d":"0 "},{"v":0,"d":"0 "},{"v":0,"d":"0 "},{"v":0,"d":"0 "},{"v":0,"d":"0 "},{"v":0,"d":"0 "},{"v":0,"d":"0 "},{"v":0,"d":"0 "},{"v":0,"d":"0 "},{"v":0,"d":"0 "},{"v":0,"d":"0 "},{"v":0,"d":"0 "},{"v":0,"d":"0 "},{"v":0,"d":"0 "},{"v":0,"d":"0 "},{"v":0,"d":"0 "},{"v":0,"d":"0 "},{"v":0,"d":"0 "},{"v":0,"d":"0 "},{"v":0,"d":"0 "},{"v":0,"d":"0 "},{"v":0,"d":"0 "},{"v":0,"d":"0 "},{"v":0,"d":"0 "},{"v":0,"d":"0 "},{"v":0,"d":"0 "},{"v":0,"d":"0 "},{"v":0,"d":"0 "},{"v":0,"d":"0 "},{"v":0,"d":"0 "},{"v":0,"d":"0 "},{"v":0,"d":"0 "},{"v":0,"d":"0 "},{"v":0,"d":"0 "},{"v":0,"d":"0 "},{"v":0,"d":"0 "},{"v":0,"d":"0 "},{"v":0,"d":"0 "},{"v":0,"d":"0 "},{"v":0,"d":"0 "},{"v":0,"d":"0 "},{"v":0,"d":"0 "},{"v":0,"d":"0 "},{"v":0,"d":"0 "},{"v":0,"d":"0 "},{"v":0,"d":"0 "},{"v":0,"d":"0 "},{"v":0,"d":"0 "},{"v":0,"d":"0 "},{"v":0,"d":"0 "},{"v":0,"d":"0 "},{"v":0,"d":"0 "},{"v":0,"d":"0 "},{"v":0,"d":"0 "},{"v":0,"d":"0 "},{"v":0,"d":"0 "},{"v":0,"d":"0 "},{"v":0,"d":"0 "},{"v":0,"d":"0 "},{"v":0,"d":"0 "},{"v":0,"d":"0 "},{"v":0,"d":"0 "},{"v":0,"d":"0 "},{"v":0,"d":"0 "},{"v":0,"d":"0 "},{"v":0,"d":"0 "},{"v":0,"d":"0 "},{"v":0,"d":"0 "},{"v":0,"d":"0 "},{"v":0,"d":"0 "},{"v":0,"d":"0 "},{"v":0,"d":"0 "},{"v":0,"d":"0 "},{"v":0,"d":"0 "},{"v":0,"d":"0 "},{"v":0,"d":"0 "},{"v":0,"d":"0 "},{"v":0,"d":"0 "},{"v":0,"d":"0 "},{"v":0,"d":"0 "},{"v":0,"d":"0 "},{"v":0,"d":"0 "},{"v":0,"d":"0 "},{"v":0,"d":"0 "},{"v":0,"d":"0 "},{"v":0,"d":"0 "},{"v":0,"d":"0 "},{"v":0,"d":"0 "},{"v":0,"d":"0 "},{"v":0,"d":"0 "},{"v":0,"d":"0 "},{"v":0,"d":"0 "},{"v":0,"d":"0 "},{"v":0,"d":"0 "},{"v":0,"d":"0 "},{"v":0,"d":"0 "},{"v":0,"d":"0 "},{"v":0,"d":"0 "},{"v":0,"d":"0 "},{"v":0,"d":"0 "},{"v":0,"d":"0 "},{"v":0,"d":"0 "},{"v":0,"d":"0 "},{"v":0,"d":"0 "},{"v":0,"d":"0 "},{"v":0,"d":"0 "},{"v":0,"d":"0 "},{"v":0,"d":"0 "},{"v":0,"d":"0 "},{"v":0,"d":"0 "},{"v":0,"d":"0 "},{"v":0,"d":"0 "},{"v":0,"d":"0 "},{"v":0,"d":"0 "},{"v":0,"d":"0 "},{"v":0,"d":"0 "},{"v":0,"d":"0 "},{"v":0,"d":"0 "},{"v":0,"d":"0 "},{"v":0,"d":"0 "},{"v":0,"d":"0 "},{"v":0,"d":"0 "},{"v":0,"d":"0 "},{"v":0,"d":"0 "},{"v":0,"d":"0 "},{"v":0,"d":"0 "},{"v":0,"d":"0 "},{"v":0,"d":"0 "},{"v":0,"d":"0 "},{"v":0,"d":"0 "},{"v":0,"d":"0 "},{"v":0,"d":"0 "},{"v":0,"d":"0 "},{"v":0,"d":"0 "},{"v":0,"d":"0 "},{"v":0,"d":"0 "},{"v":0,"d":"0 "},{"v":0,"d":"0 "},{"v":0,"d":"0 "},{"v":0,"d":"0 "},{"v":0,"d":"0 "},{"v":0,"d":"0 "},{"v":0,"d":"0 "},{"v":0,"d":"0 "},{"v":0,"d":"0 "},{"v":0,"d":"0 "},{"v":0,"d":"0 "},{"v":0,"d":"0 "},{"v":0,"d":"0 "},{"v":0,"d":"0 "},{"v":0,"d":"0 "},{"v":0,"d":"0 "},{"v":0,"d":"0 "},{"v":0,"d":"0 "},{"v":0,"d":"0 "},{"v":0,"d":"0 "},{"v":0,"d":"0 "},{"v":0,"d":"0 "},{"v":0,"d":"0 "},{"v":0,"d":"0 "},{"v":0,"d":"0 "},{"v":0,"d":"0 "},{"v":0,"d":"0 "},{"v":0,"d":"0 "},{"v":0,"d":"0 "},{"v":0,"d":"0 "},{"v":0,"d":"0 "},{"v":0,"d":"0 "},{"v":0,"d":"0 "},{"v":0,"d":"0 "},{"v":0,"d":"0 "},{"v":0,"d":"0 "},{"v":0,"d":"0 "},{"v":0,"d":"0 "},{"v":0,"d":"0 "},{"v":0,"d":"0 "},{"v":0,"d":"0 "},{"v":0,"d":"0 "},{"v":0,"d":"0 "},{"v":0,"d":"0 "},{"v":0,"d":"0 "},{"v":0,"d":"0 "},{"v":0,"d":"0 "},{"v":0,"d":"0 "},{"v":0,"d":"0 "},{"v":0,"d":"0 "},{"v":0,"d":"0 "},{"v":0,"d":"0 "},{"v":0,"d":"0 "},{"v":0,"d":"0 "},{"v":0,"d":"0 "},{"v":0,"d":"0 "},{"v":0,"d":"0 "},{"v":0,"d":"0 "},{"v":0,"d":"0 "},{"v":0,"d":"0 "},{"v":0,"d":"0 "},{"v":0,"d":"0 "},{"v":0,"d":"0 "},{"v":0,"d":"0 "},{"v":0,"d":"0 "},{"v":0,"d":"0 "},{"v":0,"d":"0 "},{"v":0,"d":"0 "},{"v":0,"d":"0 "},{"v":0,"d":"0 "},{"v":0,"d":"0 "},{"v":0,"d":"0 "},{"v":0,"d":"0 "},{"v":0,"d":"0 "},{"v":0,"d":"0 "},{"v":0,"d":"0 "},{"v":0,"d":"0 "},{"v":0,"d":"0 "},{"v":0,"d":"0 "},{"v":0,"d":"0 "},{"v":0,"d":"0 "},{"v":0,"d":"0 "},{"v":0,"d":"0 "},{"v":0,"d":"0 "},{"v":0,"d":"0 "},{"v":0,"d":"0 "},{"v":0,"d":"0 "},{"v":0,"d":"0 "},{"v":0,"d":"0 "},{"v":0,"d":"0 "},{"v":0,"d":"0 "},{"v":0,"d":"0 "},{"v":0,"d":"0 "},{"v":0,"d":"0 "},{"v":0,"d":"0 "},{"v":0,"d":"0 "},{"v":0,"d":"0 "},{"v":0,"d":"0 "},{"v":0,"d":"0 "},{"v":0,"d":"0 "},{"v":0,"d":"0 "},{"v":0,"d":"0 "},{"v":0,"d":"0 "},{"v":0,"d":"0 "},{"v":0,"d":"0 "},{"v":0,"d":"0 "},{"v":0,"d":"0 "},{"v":0,"d":"0 "},{"v":0,"d":"0 "},{"v":0,"d":"0 "},{"v":0,"d":"0 "},{"v":0,"d":"0 "},{"v":0,"d":"0 "},{"v":0,"d":"0 "},{"v":0,"d":"0 "},{"v":0,"d":"0 "},{"v":0,"d":"0 "},{"v":0,"d":"0 "},{"v":0,"d":"0 "},{"v":0,"d":"0 "},{"v":0,"d":"0 "},{"v":0,"d":"0 "},{"v":0,"d":"0 "},{"v":0,"d":"0 "},{"v":0,"d":"0 "},{"v":0,"d":"0 "},{"v":0,"d":"0 "},{"v":0,"d":"0 "},{"v":0,"d":"0 "},{"v":0,"d":"0 "},{"v":0,"d":"0 "},{"v":0,"d":"0 "},{"v":0,"d":"0 "},{"v":0,"d":"0 "},{"v":0,"d":"0 "},{"v":0,"d":"0 "},{"v":0,"d":"0 "},{"v":0,"d":"0 "},{"v":0,"d":"0 "},{"v":0,"d":"0 "},{"v":0,"d":"0 "},{"v":0,"d":"0 "},{"v":0,"d":"0 "},{"v":0,"d":"0 "},{"v":0,"d":"0 "},{"v":0,"d":"0 "},{"v":0,"d":"0 "},{"v":0,"d":"0 "},{"v":0,"d":"0 "},{"v":0,"d":"0 "},{"v":0,"d":"0 "},{"v":0,"d":"0 "},{"v":0,"d":"0 "},{"v":0,"d":"0 "},{"v":0,"d":"0 "},{"v":0,"d":"0 "},{"v":0,"d":"0 "},{"v":0,"d":"0 "},{"v":0,"d":"0 "},{"v":0,"d":"0 "},{"v":0,"d":"0 "},{"v":0,"d":"0 "},{"v":0,"d":"0 "},{"v":0,"d":"0 "},{"v":0,"d":"0 "},{"v":0,"d":"0 "},{"v":0,"d":"0 "},{"v":0,"d":"0 "},{"v":0,"d":"0 "},{"v":0,"d":"0 "},{"v":0,"d":"0 "},{"v":0,"d":"0 "},{"v":0,"d":"0 "},{"v":0,"d":"0 "},{"v":0,"d":"0 "},{"v":0,"d":"0 "},{"v":0,"d":"0 "},{"v":0,"d":"0 "},{"v":0,"d":"0 "},{"v":0,"d":"0 "},{"v":0,"d":"0 "},{"v":0,"d":"0 "},{"v":0,"d":"0 "},{"v":0,"d":"0 "},{"v":0,"d":"0 "},{"v":0,"d":"0 "},{"v":0,"d":"0 "},{"v":0,"d":"0 "},{"v":0,"d":"0 "},{"v":0,"d":"0 "},{"v":0,"d":"0 "},{"v":0,"d":"0 "},{"v":0,"d":"0 "},{"v":0,"d":"0 "},{"v":0,"d":"0 "},{"v":0,"d":"0 "},{"v":0,"d":"0 "},{"v":0,"d":"0 "},{"v":0,"d":"0 "},{"v":0,"d":"0 "},{"v":0,"d":"0 "},{"v":0,"d":"0 "},{"v":0,"d":"0 "},{"v":0,"d":"0 "},{"v":0,"d":"0 "},{"v":0,"d":"0 "},{"v":0,"d":"0 "},{"v":0,"d":"0 "},{"v":0,"d":"0 "},{"v":0,"d":"0 "},{"v":0,"d":"0 "},{"v":0,"d":"0 "},{"v":0,"d":"0 "},{"v":0,"d":"0 "},{"v":0,"d":"0 "},{"v":0,"d":"0 "},{"v":0,"d":"0 "},{"v":0,"d":"0 "},{"v":0,"d":"0 "},{"v":0,"d":"0 "},{"v":0,"d":"0 "},{"v":0,"d":"0 "},{"v":0,"d":"0 "},{"v":0,"d":"0 "},{"v":0,"d":"0 "},{"v":0,"d":"0 "},{"v":0,"d":"0 "},{"v":0,"d":"0 "},{"v":0,"d":"0 "},{"v":0,"d":"0 "},{"v":0,"d":"0 "},{"v":0,"d":"0 "},{"v":0,"d":"0 "},{"v":0,"d":"0 "},{"v":0,"d":"0 "},{"v":0,"d":"0 "},{"v":0,"d":"0 "},{"v":0,"d":"0 "},{"v":0,"d":"0 "},{"v":0,"d":"0 "},{"v":0,"d":"0 "},{"v":0,"d":"0 "},{"v":0,"d":"0 "},{"v":0,"d":"0 "},{"v":0,"d":"0 "},{"v":0,"d":"0 "},{"v":0,"d":"0 "},{"v":0,"d":"0 "},{"v":0,"d":"0 "},{"v":0,"d":"0 "},{"v":0,"d":"0 "},{"v":0,"d":"0 "},{"v":0,"d":"0 "},{"v":0,"d":"0 "},{"v":0,"d":"0 "},{"v":0,"d":"0 "},{"v":0,"d":"0 "},{"v":0,"d":"0 "},{"v":0,"d":"0 "},{"v":0,"d":"0 "},{"v":0,"d":"0 "},{"v":0,"d":"0 "},{"v":0,"d":"0 "},{"v":0,"d":"0 "},{"v":0,"d":"0 "},{"v":0,"d":"0 "},{"v":0,"d":"0 "},{"v":0,"d":"0 "},{"v":0,"d":"0 "},{"v":0,"d":"0 "},{"v":0,"d":"0 "},{"v":0,"d":"0 "},{"v":0,"d":"0 "},{"v":0,"d":"0 "},{"v":0,"d":"0 "},{"v":0,"d":"0 "},{"v":0,"d":"0 "},{"v":0,"d":"0 "},{"v":0,"d":"0 "},{"v":0,"d":"0 "},{"v":0,"d":"0 "},{"v":0,"d":"0 "},{"v":0,"d":"0 "},{"v":0,"d":"0 "},{"v":0,"d":"0 "},{"v":0,"d":"0 "},{"v":0,"d":"0 "},{"v":0,"d":"0 "},{"v":0,"d":"0 "},{"v":0,"d":"0 "},{"v":0,"d":"0 "},{"v":0,"d":"0 "},{"v":0,"d":"0 "},{"v":0,"d":"0 "},{"v":0,"d":"0 "},{"v":0,"d":"0 "},{"v":0,"d":"0 "},{"v":0,"d":"0 "}]
["39403_令和2年度",17,17,1,2020,"令和2年度","39403","越知町",null,{"v":0,"d":"0 "},{"v":0,"d":"0 "},{"v":0,"d":"0 "},{"v":0,"d":"0 "},{"v":0,"d":"0 "},{"v":0,"d":"0 "},{"v":0,"d":"0 "},{"v":0,"d":"0 "},{"v":0,"d":"0 "},{"v":0,"d":"0 "},{"v":0,"d":"0 "},{"v":0,"d":"0 "},{"v":0,"d":"0 "},{"v":0,"d":"0 "},{"v":0,"d":"0 "},{"v":0,"d":"0 "},{"v":0,"d":"0 "},{"v":0,"d":"0 "},{"v":0,"d":"0 "},{"v":0,"d":"0 "},{"v":0,"d":"0 "},{"v":0,"d":"0 "},{"v":0,"d":"0 "},{"v":0,"d":"0 "},{"v":0,"d":"0 "},{"v":0,"d":"0 "},{"v":0,"d":"0 "},{"v":0,"d":"0 "},{"v":0,"d":"0 "},{"v":0,"d":"0 "},{"v":0,"d":"0 "},{"v":0,"d":"0 "},{"v":0,"d":"0 "},{"v":0,"d":"0 "},{"v":0,"d":"0 "},{"v":0,"d":"0 "},{"v":0,"d":"0 "},{"v":0,"d":"0 "},{"v":0,"d":"0 "},{"v":0,"d":"0 "},{"v":0,"d":"0 "},{"v":0,"d":"0 "},{"v":0,"d":"0 "},{"v":0,"d":"0 "},{"v":0,"d":"0 "},{"v":0,"d":"0 "},{"v":0,"d":"0 "},{"v":0,"d":"0 "},{"v":0,"d":"0 "},{"v":0,"d":"0 "},{"v":0,"d":"0 "},{"v":0,"d":"0 "},{"v":0,"d":"0 "},{"v":0,"d":"0 "},{"v":0,"d":"0 "},{"v":0,"d":"0 "},{"v":0,"d":"0 "},{"v":0,"d":"0 "},{"v":0,"d":"0 "},{"v":0,"d":"0 "},{"v":0,"d":"0 "},{"v":0,"d":"0 "},{"v":0,"d":"0 "},{"v":0,"d":"0 "},{"v":0,"d":"0 "},{"v":0,"d":"0 "},{"v":0,"d":"0 "},{"v":0,"d":"0 "},{"v":0,"d":"0 "},{"v":0,"d":"0 "},{"v":0,"d":"0 "},{"v":0,"d":"0 "},{"v":0,"d":"0 "},{"v":0,"d":"0 "},{"v":0,"d":"0 "},{"v":0,"d":"0 "},{"v":0,"d":"0 "},{"v":0,"d":"0 "},{"v":0,"d":"0 "},{"v":0,"d":"0 "},{"v":0,"d":"0 "},{"v":0,"d":"0 "},{"v":0,"d":"0 "},{"v":0,"d":"0 "},{"v":0,"d":"0 "},{"v":0,"d":"0 "},{"v":0,"d":"0 "},{"v":0,"d":"0 "},{"v":0,"d":"0 "},{"v":0,"d":"0 "},{"v":0,"d":"0 "},{"v":0,"d":"0 "},{"v":0,"d":"0 "},{"v":0,"d":"0 "},{"v":0,"d":"0 "},{"v":0,"d":"0 "},{"v":0,"d":"0 "},{"v":0,"d":"0 "},{"v":0,"d":"0 "},{"v":0,"d":"0 "},{"v":0,"d":"0 "},{"v":0,"d":"0 "},{"v":0,"d":"0 "},{"v":0,"d":"0 "},{"v":0,"d":"0 "},{"v":0,"d":"0 "},{"v":0,"d":"0 "},{"v":0,"d":"0 "},{"v":0,"d":"0 "},{"v":0,"d":"0 "},{"v":0,"d":"0 "},{"v":0,"d":"0 "},{"v":0,"d":"0 "},{"v":0,"d":"0 "},{"v":0,"d":"0 "},{"v":0,"d":"0 "},{"v":0,"d":"0 "},{"v":0,"d":"0 "},{"v":0,"d":"0 "},{"v":0,"d":"0 "},{"v":0,"d":"0 "},{"v":0,"d":"0 "},{"v":0,"d":"0 "},{"v":0,"d":"0 "},{"v":0,"d":"0 "},{"v":0,"d":"0 "},{"v":0,"d":"0 "},{"v":0,"d":"0 "},{"v":0,"d":"0 "},{"v":0,"d":"0 "},{"v":0,"d":"0 "},{"v":0,"d":"0 "},{"v":0,"d":"0 "},{"v":0,"d":"0 "},{"v":0,"d":"0 "},{"v":0,"d":"0 "},{"v":0,"d":"0 "},{"v":0,"d":"0 "},{"v":0,"d":"0 "},{"v":0,"d":"0 "},{"v":0,"d":"0 "},{"v":0,"d":"0 "},{"v":0,"d":"0 "},{"v":0,"d":"0 "},{"v":0,"d":"0 "},{"v":0,"d":"0 "},{"v":0,"d":"0 "},{"v":0,"d":"0 "},{"v":0,"d":"0 "},{"v":0,"d":"0 "},{"v":0,"d":"0 "},{"v":0,"d":"0 "},{"v":0,"d":"0 "},{"v":0,"d":"0 "},{"v":0,"d":"0 "},{"v":0,"d":"0 "},{"v":0,"d":"0 "},{"v":0,"d":"0 "},{"v":0,"d":"0 "},{"v":0,"d":"0 "},{"v":0,"d":"0 "},{"v":0,"d":"0 "},{"v":0,"d":"0 "},{"v":0,"d":"0 "},{"v":0,"d":"0 "},{"v":0,"d":"0 "},{"v":0,"d":"0 "},{"v":0,"d":"0 "},{"v":0,"d":"0 "},{"v":0,"d":"0 "},{"v":0,"d":"0 "},{"v":0,"d":"0 "},{"v":0,"d":"0 "},{"v":0,"d":"0 "},{"v":0,"d":"0 "},{"v":0,"d":"0 "},{"v":0,"d":"0 "},{"v":0,"d":"0 "},{"v":0,"d":"0 "},{"v":0,"d":"0 "},{"v":0,"d":"0 "},{"v":0,"d":"0 "},{"v":0,"d":"0 "},{"v":0,"d":"0 "},{"v":0,"d":"0 "},{"v":0,"d":"0 "},{"v":0,"d":"0 "},{"v":0,"d":"0 "},{"v":0,"d":"0 "},{"v":0,"d":"0 "},{"v":0,"d":"0 "},{"v":0,"d":"0 "},{"v":0,"d":"0 "},{"v":0,"d":"0 "},{"v":0,"d":"0 "},{"v":0,"d":"0 "},{"v":0,"d":"0 "},{"v":0,"d":"0 "},{"v":0,"d":"0 "},{"v":0,"d":"0 "},{"v":0,"d":"0 "},{"v":0,"d":"0 "},{"v":0,"d":"0 "},{"v":0,"d":"0 "},{"v":0,"d":"0 "},{"v":0,"d":"0 "},{"v":0,"d":"0 "},{"v":0,"d":"0 "},{"v":0,"d":"0 "},{"v":0,"d":"0 "},{"v":0,"d":"0 "},{"v":0,"d":"0 "},{"v":0,"d":"0 "},{"v":0,"d":"0 "},{"v":0,"d":"0 "},{"v":0,"d":"0 "},{"v":0,"d":"0 "},{"v":0,"d":"0 "},{"v":0,"d":"0 "},{"v":0,"d":"0 "},{"v":0,"d":"0 "},{"v":0,"d":"0 "},{"v":0,"d":"0 "},{"v":0,"d":"0 "},{"v":0,"d":"0 "},{"v":0,"d":"0 "},{"v":0,"d":"0 "},{"v":0,"d":"0 "},{"v":0,"d":"0 "},{"v":0,"d":"0 "},{"v":0,"d":"0 "},{"v":0,"d":"0 "},{"v":0,"d":"0 "},{"v":0,"d":"0 "},{"v":0,"d":"0 "},{"v":0,"d":"0 "},{"v":0,"d":"0 "},{"v":0,"d":"0 "},{"v":0,"d":"0 "},{"v":0,"d":"0 "},{"v":0,"d":"0 "},{"v":0,"d":"0 "},{"v":0,"d":"0 "},{"v":0,"d":"0 "},{"v":0,"d":"0 "},{"v":0,"d":"0 "},{"v":0,"d":"0 "},{"v":0,"d":"0 "},{"v":0,"d":"0 "},{"v":0,"d":"0 "},{"v":0,"d":"0 "},{"v":0,"d":"0 "},{"v":0,"d":"0 "},{"v":0,"d":"0 "},{"v":0,"d":"0 "},{"v":0,"d":"0 "},{"v":0,"d":"0 "},{"v":0,"d":"0 "},{"v":0,"d":"0 "},{"v":0,"d":"0 "},{"v":0,"d":"0 "},{"v":0,"d":"0 "},{"v":0,"d":"0 "},{"v":0,"d":"0 "},{"v":0,"d":"0 "},{"v":0,"d":"0 "},{"v":0,"d":"0 "},{"v":0,"d":"0 "},{"v":0,"d":"0 "},{"v":0,"d":"0 "},{"v":0,"d":"0 "},{"v":0,"d":"0 "},{"v":0,"d":"0 "},{"v":0,"d":"0 "},{"v":0,"d":"0 "},{"v":0,"d":"0 "},{"v":0,"d":"0 "},{"v":0,"d":"0 "},{"v":0,"d":"0 "},{"v":0,"d":"0 "},{"v":0,"d":"0 "},{"v":0,"d":"0 "},{"v":0,"d":"0 "},{"v":0,"d":"0 "},{"v":0,"d":"0 "},{"v":0,"d":"0 "},{"v":0,"d":"0 "},{"v":0,"d":"0 "},{"v":0,"d":"0 "},{"v":0,"d":"0 "},{"v":0,"d":"0 "},{"v":0,"d":"0 "},{"v":0,"d":"0 "},{"v":0,"d":"0 "},{"v":0,"d":"0 "},{"v":0,"d":"0 "},{"v":0,"d":"0 "},{"v":0,"d":"0 "},{"v":0,"d":"0 "},{"v":0,"d":"0 "},{"v":0,"d":"0 "},{"v":0,"d":"0 "},{"v":0,"d":"0 "},{"v":0,"d":"0 "},{"v":0,"d":"0 "},{"v":0,"d":"0 "},{"v":0,"d":"0 "},{"v":0,"d":"0 "},{"v":0,"d":"0 "},{"v":0,"d":"0 "},{"v":0,"d":"0 "},{"v":0,"d":"0 "},{"v":0,"d":"0 "},{"v":0,"d":"0 "},{"v":0,"d":"0 "},{"v":0,"d":"0 "},{"v":0,"d":"0 "},{"v":0,"d":"0 "},{"v":0,"d":"0 "},{"v":0,"d":"0 "},{"v":0,"d":"0 "},{"v":0,"d":"0 "},{"v":0,"d":"0 "},{"v":0,"d":"0 "},{"v":0,"d":"0 "},{"v":0,"d":"0 "},{"v":0,"d":"0 "},{"v":0,"d":"0 "},{"v":0,"d":"0 "},{"v":0,"d":"0 "},{"v":0,"d":"0 "},{"v":0,"d":"0 "},{"v":0,"d":"0 "},{"v":0,"d":"0 "},{"v":0,"d":"0 "},{"v":0,"d":"0 "},{"v":0,"d":"0 "},{"v":0,"d":"0 "},{"v":0,"d":"0 "},{"v":0,"d":"0 "},{"v":0,"d":"0 "},{"v":0,"d":"0 "},{"v":0,"d":"0 "},{"v":0,"d":"0 "},{"v":0,"d":"0 "},{"v":0,"d":"0 "},{"v":0,"d":"0 "},{"v":0,"d":"0 "},{"v":0,"d":"0 "},{"v":0,"d":"0 "},{"v":0,"d":"0 "},{"v":0,"d":"0 "},{"v":0,"d":"0 "},{"v":0,"d":"0 "},{"v":0,"d":"0 "},{"v":0,"d":"0 "},{"v":0,"d":"0 "},{"v":0,"d":"0 "},{"v":0,"d":"0 "},{"v":0,"d":"0 "},{"v":0,"d":"0 "},{"v":0,"d":"0 "},{"v":0,"d":"0 "},{"v":0,"d":"0 "},{"v":0,"d":"0 "},{"v":0,"d":"0 "},{"v":0,"d":"0 "},{"v":0,"d":"0 "},{"v":0,"d":"0 "},{"v":0,"d":"0 "},{"v":0,"d":"0 "},{"v":0,"d":"0 "},{"v":0,"d":"0 "},{"v":0,"d":"0 "},{"v":0,"d":"0 "},{"v":0,"d":"0 "},{"v":0,"d":"0 "},{"v":0,"d":"0 "},{"v":0,"d":"0 "},{"v":0,"d":"0 "},{"v":0,"d":"0 "},{"v":0,"d":"0 "},{"v":0,"d":"0 "},{"v":0,"d":"0 "},{"v":0,"d":"0 "},{"v":0,"d":"0 "},{"v":0,"d":"0 "},{"v":0,"d":"0 "},{"v":0,"d":"0 "},{"v":0,"d":"0 "},{"v":0,"d":"0 "},{"v":0,"d":"0 "},{"v":0,"d":"0 "},{"v":0,"d":"0 "},{"v":0,"d":"0 "},{"v":0,"d":"0 "},{"v":0,"d":"0 "},{"v":0,"d":"0 "},{"v":0,"d":"0 "},{"v":0,"d":"0 "},{"v":0,"d":"0 "},{"v":0,"d":"0 "},{"v":0,"d":"0 "},{"v":0,"d":"0 "},{"v":0,"d":"0 "},{"v":0,"d":"0 "},{"v":0,"d":"0 "},{"v":0,"d":"0 "},{"v":0,"d":"0 "},{"v":0,"d":"0 "},{"v":0,"d":"0 "},{"v":0,"d":"0 "},{"v":0,"d":"0 "},{"v":0,"d":"0 "},{"v":0,"d":"0 "},{"v":0,"d":"0 "},{"v":0,"d":"0 "},{"v":0,"d":"0 "},{"v":0,"d":"0 "},{"v":0,"d":"0 "},{"v":0,"d":"0 "},{"v":0,"d":"0 "},{"v":0,"d":"0 "},{"v":0,"d":"0 "},{"v":0,"d":"0 "},{"v":0,"d":"0 "},{"v":0,"d":"0 "},{"v":0,"d":"0 "},{"v":0,"d":"0 "},{"v":0,"d":"0 "},{"v":0,"d":"0 "},{"v":0,"d":"0 "},{"v":0,"d":"0 "},{"v":0,"d":"0 "},{"v":0,"d":"0 "},{"v":0,"d":"0 "},{"v":0,"d":"0 "},{"v":0,"d":"0 "},{"v":0,"d":"0 "},{"v":0,"d":"0 "},{"v":0,"d":"0 "},{"v":0,"d":"0 "},{"v":0,"d":"0 "},{"v":0,"d":"0 "},{"v":0,"d":"0 "},{"v":0,"d":"0 "},{"v":0,"d":"0 "},{"v":0,"d":"0 "},{"v":0,"d":"0 "},{"v":0,"d":"0 "},{"v":0,"d":"0 "},{"v":0,"d":"0 "},{"v":0,"d":"0 "},{"v":0,"d":"0 "},{"v":0,"d":"0 "},{"v":0,"d":"0 "},{"v":0,"d":"0 "},{"v":0,"d":"0 "},{"v":0,"d":"0 "},{"v":0,"d":"0 "},{"v":0,"d":"0 "},{"v":0,"d":"0 "},{"v":0,"d":"0 "},{"v":0,"d":"0 "},{"v":0,"d":"0 "},{"v":0,"d":"0 "},{"v":0,"d":"0 "},{"v":0,"d":"0 "},{"v":0,"d":"0 "},{"v":0,"d":"0 "},{"v":0,"d":"0 "},{"v":0,"d":"0 "},{"v":0,"d":"0 "},{"v":0,"d":"0 "},{"v":0,"d":"0 "},{"v":0,"d":"0 "},{"v":0,"d":"0 "},{"v":0,"d":"0 "},{"v":0,"d":"0 "},{"v":0,"d":"0 "},{"v":0,"d":"0 "},{"v":0,"d":"0 "},{"v":0,"d":"0 "},{"v":0,"d":"0 "},{"v":0,"d":"0 "},{"v":0,"d":"0 "},{"v":0,"d":"0 "},{"v":0,"d":"0 "},{"v":0,"d":"0 "},{"v":0,"d":"0 "},{"v":0,"d":"0 "},{"v":0,"d":"0 "},{"v":0,"d":"0 "}]
["39403_令和3年度",18,18,1,2021,"令和3年度","39403","越知町",null,{"v":0,"d":"0 "},{"v":0,"d":"0 "},{"v":0,"d":"0 "},{"v":0,"d":"0 "},{"v":0,"d":"0 "},{"v":0,"d":"0 "},{"v":0,"d":"0 "},{"v":0,"d":"0 "},{"v":0,"d":"0 "},{"v":0,"d":"0 "},{"v":0,"d":"0 "},{"v":0,"d":"0 "},{"v":0,"d":"0 "},{"v":0,"d":"0 "},{"v":0,"d":"0 "},{"v":0,"d":"0 "},{"v":0,"d":"0 "},{"v":0,"d":"0 "},{"v":0,"d":"0 "},{"v":0,"d":"0 "},{"v":0,"d":"0 "},{"v":0,"d":"0 "},{"v":0,"d":"0 "},{"v":0,"d":"0 "},{"v":0,"d":"0 "},{"v":0,"d":"0 "},{"v":0,"d":"0 "},{"v":0,"d":"0 "},{"v":0,"d":"0 "},{"v":0,"d":"0 "},{"v":0,"d":"0 "},{"v":0,"d":"0 "},{"v":0,"d":"0 "},{"v":0,"d":"0 "},{"v":0,"d":"0 "},{"v":0,"d":"0 "},{"v":0,"d":"0 "},{"v":0,"d":"0 "},{"v":0,"d":"0 "},{"v":0,"d":"0 "},{"v":0,"d":"0 "},{"v":0,"d":"0 "},{"v":0,"d":"0 "},{"v":0,"d":"0 "},{"v":0,"d":"0 "},{"v":0,"d":"0 "},{"v":0,"d":"0 "},{"v":0,"d":"0 "},{"v":0,"d":"0 "},{"v":0,"d":"0 "},{"v":0,"d":"0 "},{"v":0,"d":"0 "},{"v":0,"d":"0 "},{"v":0,"d":"0 "},{"v":0,"d":"0 "},{"v":0,"d":"0 "},{"v":0,"d":"0 "},{"v":0,"d":"0 "},{"v":0,"d":"0 "},{"v":0,"d":"0 "},{"v":0,"d":"0 "},{"v":0,"d":"0 "},{"v":0,"d":"0 "},{"v":0,"d":"0 "},{"v":0,"d":"0 "},{"v":0,"d":"0 "},{"v":0,"d":"0 "},{"v":0,"d":"0 "},{"v":0,"d":"0 "},{"v":0,"d":"0 "},{"v":0,"d":"0 "},{"v":0,"d":"0 "},{"v":0,"d":"0 "},{"v":0,"d":"0 "},{"v":0,"d":"0 "},{"v":0,"d":"0 "},{"v":0,"d":"0 "},{"v":0,"d":"0 "},{"v":0,"d":"0 "},{"v":0,"d":"0 "},{"v":0,"d":"0 "},{"v":0,"d":"0 "},{"v":0,"d":"0 "},{"v":0,"d":"0 "},{"v":0,"d":"0 "},{"v":0,"d":"0 "},{"v":0,"d":"0 "},{"v":0,"d":"0 "},{"v":0,"d":"0 "},{"v":0,"d":"0 "},{"v":0,"d":"0 "},{"v":0,"d":"0 "},{"v":0,"d":"0 "},{"v":0,"d":"0 "},{"v":0,"d":"0 "},{"v":0,"d":"0 "},{"v":0,"d":"0 "},{"v":0,"d":"0 "},{"v":0,"d":"0 "},{"v":0,"d":"0 "},{"v":0,"d":"0 "},{"v":0,"d":"0 "},{"v":0,"d":"0 "},{"v":0,"d":"0 "},{"v":0,"d":"0 "},{"v":0,"d":"0 "},{"v":0,"d":"0 "},{"v":0,"d":"0 "},{"v":0,"d":"0 "},{"v":0,"d":"0 "},{"v":0,"d":"0 "},{"v":0,"d":"0 "},{"v":0,"d":"0 "},{"v":0,"d":"0 "},{"v":0,"d":"0 "},{"v":0,"d":"0 "},{"v":0,"d":"0 "},{"v":0,"d":"0 "},{"v":0,"d":"0 "},{"v":0,"d":"0 "},{"v":0,"d":"0 "},{"v":0,"d":"0 "},{"v":0,"d":"0 "},{"v":0,"d":"0 "},{"v":0,"d":"0 "},{"v":0,"d":"0 "},{"v":0,"d":"0 "},{"v":0,"d":"0 "},{"v":0,"d":"0 "},{"v":0,"d":"0 "},{"v":0,"d":"0 "},{"v":0,"d":"0 "},{"v":0,"d":"0 "},{"v":0,"d":"0 "},{"v":0,"d":"0 "},{"v":0,"d":"0 "},{"v":0,"d":"0 "},{"v":0,"d":"0 "},{"v":0,"d":"0 "},{"v":0,"d":"0 "},{"v":0,"d":"0 "},{"v":0,"d":"0 "},{"v":0,"d":"0 "},{"v":0,"d":"0 "},{"v":0,"d":"0 "},{"v":0,"d":"0 "},{"v":0,"d":"0 "},{"v":0,"d":"0 "},{"v":0,"d":"0 "},{"v":0,"d":"0 "},{"v":0,"d":"0 "},{"v":0,"d":"0 "},{"v":0,"d":"0 "},{"v":0,"d":"0 "},{"v":0,"d":"0 "},{"v":0,"d":"0 "},{"v":0,"d":"0 "},{"v":0,"d":"0 "},{"v":0,"d":"0 "},{"v":0,"d":"0 "},{"v":0,"d":"0 "},{"v":0,"d":"0 "},{"v":0,"d":"0 "},{"v":0,"d":"0 "},{"v":0,"d":"0 "},{"v":0,"d":"0 "},{"v":0,"d":"0 "},{"v":0,"d":"0 "},{"v":0,"d":"0 "},{"v":0,"d":"0 "},{"v":0,"d":"0 "},{"v":0,"d":"0 "},{"v":0,"d":"0 "},{"v":0,"d":"0 "},{"v":0,"d":"0 "},{"v":0,"d":"0 "},{"v":0,"d":"0 "},{"v":0,"d":"0 "},{"v":0,"d":"0 "},{"v":0,"d":"0 "},{"v":0,"d":"0 "},{"v":0,"d":"0 "},{"v":0,"d":"0 "},{"v":0,"d":"0 "},{"v":0,"d":"0 "},{"v":0,"d":"0 "},{"v":0,"d":"0 "},{"v":0,"d":"0 "},{"v":0,"d":"0 "},{"v":0,"d":"0 "},{"v":0,"d":"0 "},{"v":0,"d":"0 "},{"v":0,"d":"0 "},{"v":0,"d":"0 "},{"v":0,"d":"0 "},{"v":0,"d":"0 "},{"v":0,"d":"0 "},{"v":0,"d":"0 "},{"v":0,"d":"0 "},{"v":0,"d":"0 "},{"v":0,"d":"0 "},{"v":0,"d":"0 "},{"v":0,"d":"0 "},{"v":0,"d":"0 "},{"v":0,"d":"0 "},{"v":0,"d":"0 "},{"v":0,"d":"0 "},{"v":0,"d":"0 "},{"v":0,"d":"0 "},{"v":0,"d":"0 "},{"v":0,"d":"0 "},{"v":0,"d":"0 "},{"v":0,"d":"0 "},{"v":0,"d":"0 "},{"v":0,"d":"0 "},{"v":0,"d":"0 "},{"v":0,"d":"0 "},{"v":0,"d":"0 "},{"v":0,"d":"0 "},{"v":0,"d":"0 "},{"v":0,"d":"0 "},{"v":0,"d":"0 "},{"v":0,"d":"0 "},{"v":0,"d":"0 "},{"v":0,"d":"0 "},{"v":0,"d":"0 "},{"v":0,"d":"0 "},{"v":0,"d":"0 "},{"v":0,"d":"0 "},{"v":0,"d":"0 "},{"v":0,"d":"0 "},{"v":0,"d":"0 "},{"v":0,"d":"0 "},{"v":0,"d":"0 "},{"v":0,"d":"0 "},{"v":0,"d":"0 "},{"v":0,"d":"0 "},{"v":0,"d":"0 "},{"v":0,"d":"0 "},{"v":0,"d":"0 "},{"v":0,"d":"0 "},{"v":0,"d":"0 "},{"v":0,"d":"0 "},{"v":0,"d":"0 "},{"v":0,"d":"0 "},{"v":0,"d":"0 "},{"v":0,"d":"0 "},{"v":0,"d":"0 "},{"v":0,"d":"0 "},{"v":0,"d":"0 "},{"v":0,"d":"0 "},{"v":0,"d":"0 "},{"v":0,"d":"0 "},{"v":0,"d":"0 "},{"v":0,"d":"0 "},{"v":0,"d":"0 "},{"v":0,"d":"0 "},{"v":0,"d":"0 "},{"v":0,"d":"0 "},{"v":0,"d":"0 "},{"v":0,"d":"0 "},{"v":0,"d":"0 "},{"v":0,"d":"0 "},{"v":0,"d":"0 "},{"v":0,"d":"0 "},{"v":0,"d":"0 "},{"v":0,"d":"0 "},{"v":0,"d":"0 "},{"v":0,"d":"0 "},{"v":0,"d":"0 "},{"v":0,"d":"0 "},{"v":0,"d":"0 "},{"v":0,"d":"0 "},{"v":0,"d":"0 "},{"v":0,"d":"0 "},{"v":0,"d":"0 "},{"v":0,"d":"0 "},{"v":0,"d":"0 "},{"v":0,"d":"0 "},{"v":0,"d":"0 "},{"v":0,"d":"0 "},{"v":0,"d":"0 "},{"v":0,"d":"0 "},{"v":0,"d":"0 "},{"v":0,"d":"0 "},{"v":0,"d":"0 "},{"v":0,"d":"0 "},{"v":0,"d":"0 "},{"v":0,"d":"0 "},{"v":0,"d":"0 "},{"v":0,"d":"0 "},{"v":0,"d":"0 "},{"v":0,"d":"0 "},{"v":0,"d":"0 "},{"v":0,"d":"0 "},{"v":0,"d":"0 "},{"v":0,"d":"0 "},{"v":0,"d":"0 "},{"v":0,"d":"0 "},{"v":0,"d":"0 "},{"v":0,"d":"0 "},{"v":0,"d":"0 "},{"v":0,"d":"0 "},{"v":0,"d":"0 "},{"v":0,"d":"0 "},{"v":0,"d":"0 "},{"v":0,"d":"0 "},{"v":0,"d":"0 "},{"v":0,"d":"0 "},{"v":0,"d":"0 "},{"v":0,"d":"0 "},{"v":0,"d":"0 "},{"v":0,"d":"0 "},{"v":0,"d":"0 "},{"v":0,"d":"0 "},{"v":0,"d":"0 "},{"v":0,"d":"0 "},{"v":0,"d":"0 "},{"v":0,"d":"0 "},{"v":0,"d":"0 "},{"v":0,"d":"0 "},{"v":0,"d":"0 "},{"v":0,"d":"0 "},{"v":0,"d":"0 "},{"v":0,"d":"0 "},{"v":0,"d":"0 "},{"v":0,"d":"0 "},{"v":0,"d":"0 "},{"v":0,"d":"0 "},{"v":0,"d":"0 "},{"v":0,"d":"0 "},{"v":0,"d":"0 "},{"v":0,"d":"0 "},{"v":0,"d":"0 "},{"v":0,"d":"0 "},{"v":0,"d":"0 "},{"v":0,"d":"0 "},{"v":0,"d":"0 "},{"v":0,"d":"0 "},{"v":0,"d":"0 "},{"v":0,"d":"0 "},{"v":0,"d":"0 "},{"v":0,"d":"0 "},{"v":0,"d":"0 "},{"v":0,"d":"0 "},{"v":0,"d":"0 "},{"v":0,"d":"0 "},{"v":0,"d":"0 "},{"v":0,"d":"0 "},{"v":0,"d":"0 "},{"v":0,"d":"0 "},{"v":0,"d":"0 "},{"v":0,"d":"0 "},{"v":0,"d":"0 "},{"v":0,"d":"0 "},{"v":0,"d":"0 "},{"v":0,"d":"0 "},{"v":0,"d":"0 "},{"v":0,"d":"0 "},{"v":0,"d":"0 "},{"v":0,"d":"0 "},{"v":0,"d":"0 "},{"v":0,"d":"0 "},{"v":0,"d":"0 "},{"v":0,"d":"0 "},{"v":0,"d":"0 "},{"v":0,"d":"0 "},{"v":0,"d":"0 "},{"v":0,"d":"0 "},{"v":0,"d":"0 "},{"v":0,"d":"0 "},{"v":0,"d":"0 "},{"v":0,"d":"0 "},{"v":0,"d":"0 "},{"v":0,"d":"0 "},{"v":0,"d":"0 "},{"v":0,"d":"0 "},{"v":0,"d":"0 "},{"v":0,"d":"0 "},{"v":0,"d":"0 "},{"v":0,"d":"0 "},{"v":0,"d":"0 "},{"v":0,"d":"0 "},{"v":0,"d":"0 "},{"v":0,"d":"0 "},{"v":0,"d":"0 "},{"v":0,"d":"0 "},{"v":0,"d":"0 "},{"v":0,"d":"0 "},{"v":0,"d":"0 "},{"v":0,"d":"0 "},{"v":0,"d":"0 "},{"v":0,"d":"0 "},{"v":0,"d":"0 "},{"v":0,"d":"0 "},{"v":0,"d":"0 "},{"v":0,"d":"0 "},{"v":0,"d":"0 "},{"v":0,"d":"0 "},{"v":0,"d":"0 "},{"v":0,"d":"0 "},{"v":0,"d":"0 "},{"v":0,"d":"0 "},{"v":0,"d":"0 "},{"v":0,"d":"0 "},{"v":0,"d":"0 "},{"v":0,"d":"0 "},{"v":0,"d":"0 "},{"v":0,"d":"0 "},{"v":0,"d":"0 "},{"v":0,"d":"0 "},{"v":0,"d":"0 "},{"v":0,"d":"0 "},{"v":0,"d":"0 "},{"v":0,"d":"0 "},{"v":0,"d":"0 "},{"v":0,"d":"0 "},{"v":0,"d":"0 "},{"v":0,"d":"0 "},{"v":0,"d":"0 "},{"v":0,"d":"0 "},{"v":0,"d":"0 "},{"v":0,"d":"0 "},{"v":0,"d":"0 "},{"v":0,"d":"0 "},{"v":0,"d":"0 "},{"v":0,"d":"0 "},{"v":0,"d":"0 "},{"v":0,"d":"0 "},{"v":0,"d":"0 "},{"v":0,"d":"0 "},{"v":0,"d":"0 "},{"v":0,"d":"0 "},{"v":0,"d":"0 "},{"v":0,"d":"0 "},{"v":0,"d":"0 "},{"v":0,"d":"0 "},{"v":0,"d":"0 "},{"v":0,"d":"0 "},{"v":0,"d":"0 "},{"v":0,"d":"0 "},{"v":0,"d":"0 "},{"v":0,"d":"0 "},{"v":0,"d":"0 "},{"v":0,"d":"0 "},{"v":0,"d":"0 "},{"v":0,"d":"0 "},{"v":0,"d":"0 "},{"v":0,"d":"0 "},{"v":0,"d":"0 "},{"v":0,"d":"0 "},{"v":0,"d":"0 "},{"v":0,"d":"0 "},{"v":0,"d":"0 "},{"v":0,"d":"0 "},{"v":0,"d":"0 "},{"v":0,"d":"0 "},{"v":0,"d":"0 "},{"v":0,"d":"0 "},{"v":0,"d":"0 "},{"v":0,"d":"0 "},{"v":0,"d":"0 "},{"v":0,"d":"0 "},{"v":0,"d":"0 "},{"v":0,"d":"0 "},{"v":0,"d":"0 "},{"v":0,"d":"0 "},{"v":0,"d":"0 "},{"v":0,"d":"0 "},{"v":0,"d":"0 "},{"v":0,"d":"0 "},{"v":0,"d":"0 "},{"v":0,"d":"0 "},{"v":0,"d":"0 "},{"v":0,"d":"0 "},{"v":0,"d":"0 "},{"v":0,"d":"0 "},{"v":0,"d":"0 "},{"v":0,"d":"0 "},{"v":0,"d":"0 "},{"v":0,"d":"0 "},{"v":0,"d":"0 "},{"v":0,"d":"0 "},{"v":0,"d":"0 "},{"v":0,"d":"0 "},{"v":0,"d":"0 "},{"v":0,"d":"0 "},{"v":0,"d":"0 "},{"v":0,"d":"0 "},{"v":0,"d":"0 "},{"v":0,"d":"0 "},{"v":0,"d":"0 "},{"v":0,"d":"0 "}]
["39403_令和4年度",19,19,1,2022,"令和4年度","39403","越知町"]
["39403_令和5年度",20,20,1,2023,"令和5年度","39403","越知町"]
["39403_令和6年度",21,21,1,2024,"令和6年度","39403","越知町"]
["39403_令和7年度",22,22,1,2025,"令和7年度","39403","越知町"]
["39403_令和8年度",23,23,1,2026,"令和8年度","39403","越知町"]
["39403_令和9年度",24,24,1,2027,"令和9年度","39403","越知町"]
["39403_令和10年度",25,25,1,2028,"令和10年度","39403","越知町"]
["39403_令和11年度",26,26,1,2029,"令和11年度","39403","越知町"]
["39403_令和12年度",27,27,1,2030,"令和12年度","39403","越知町"]
["00_平成2年度",18,1,2,1990,"平成2年度","00","全国",null,"","","","","","","","","","","","","","","","","","","","","","","","","","","","","","","","","","","","","","","","","","","","","","","","","","","","","","","","","","","","","","","","","","","","","","","","","","","","","","","","","","","","","","","","","","","","","","","","","","","","","","","","","","","","","","","","","","","","","","","","","","","","","","","","","","","","","","","","","","","","","","","","","","","","","","","","","","","","","","","","","","","","","","","","","","","","","","","","","","","","","","","","","","","","","","","","","","","","","","","","","","","","","","","","","","","","","","","","","","","","","","","","","","","","","","","","","","","","","","","","","","","","","","",null,"","","","","","","","","","","","","","","","","","","","","","","","","","","","","","","","","","","","","","","","","","","","","","","","","","","","","","","","","","","","","","","","","","","","","","","","","","","","","","","","","","","","","","","","","","","","","","","","","","","","","","","","","","","","","","","","","","","","","","","","","","","","","","","","","","","","","","","","","","","","","","","","","","","","","","","","","","","","","","","","","","","","","","","","","","","","","","","","","","","","","","","","","","","","","","","","","","","","","","","","","","","","","","","","","","","","","","","","","","","","","","","","","","","","","","","","","","","","","","","","","","","","","",""]
["00_平成17年度",19,2,2,2005,"平成17年度","00","全国",null,"","","","","","","","","","","","","","","","","","","","","","","","","","","","","","","","","","","","","","","","","","","","","","","","","","","","","","","","","","","","","","","","","","","","","","","","","","","","","","","","","","","","","","","","","","","","","","","","","","","","","","","","","","","","","","","","","","","","","","","","","","","","","","","","","","","","","","","","","","","","","","","","","","","","","","","","","","","","","","","","","","","","","","","","","","","","","","","","","","","","","","","","","","","","","","","","","","","","","","","","","","","","","","","","","","","","","","","","","","","","","","","","","","","","","","","","","","","","","","","","","","","","","","",null,"","","","","","","","","","","","","","","","","","","","","","","","","","","","","","","","","","","","","","","","","","","","","","","","","","","","","","","","","","","","","","","","","","","","","","","","","","","","","","","","","","","","","","","","","","","","","","","","","","","","","","","","","","","","","","","","","","","","","","","","","","","","","","","","","","","","","","","","","","","","","","","","","","","","","","","","","","","","","","","","","","","","","","","","","","","","","","","","","","","","","","","","","","","","","","","","","","","","","","","","","","","","","","","","","","","","","","","","","","","","","","","","","","","","","","","","","","","","","","","","","","","","","",""]
["00_平成18年度",20,3,2,2006,"平成18年度","00","全国",null,"","","","","","","","","","","","","","","","","","","","","","","","","","","","","","","","","","","","","","","","","","","","","","","","","","","","","","","","","","","","","","","","","","","","","","","","","","","","","","","","","","","","","","","","","","","","","","","","","","","","","","","","","","","","","","","","","","","","","","","","","","","","","","","","","","","","","","","","","","","","","","","","","","","","","","","","","","","","","","","","","","","","","","","","","","","","","","","","","","","","","","","","","","","","","","","","","","","","","","","","","","","","","","","","","","","","","","","","","","","","","","","","","","","","","","","","","","","","","","","","","","","","","","",null,"","","","","","","","","","","","","","","","","","","","","","","","","","","","","","","","","","","","","","","","","","","","","","","","","","","","","","","","","","","","","","","","","","","","","","","","","","","","","","","","","","","","","","","","","","","","","","","","","","","","","","","","","","","","","","","","","","","","","","","","","","","","","","","","","","","","","","","","","","","","","","","","","","","","","","","","","","","","","","","","","","","","","","","","","","","","","","","","","","","","","","","","","","","","","","","","","","","","","","","","","","","","","","","","","","","","","","","","","","","","","","","","","","","","","","","","","","","","","","","","","","","","","",""]
["00_平成19年度",21,4,2,2007,"平成19年度","00","全国",null,"","","","","","","","","","","","","","","","","","","","","","","","","","","","","","","","","","","","","","","","","","","","","","","","","","","","","","","","","","","","","","","","","","","","","","","","","","","","","","","","","","","","","","","","","","","","","","","","","","","","","","","","","","","","","","","","","","","","","","","","","","","","","","","","","","","","","","","","","","","","","","","","","","","","","","","","","","","","","","","","","","","","","","","","","","","","","","","","","","","","","","","","","","","","","","","","","","","","","","","","","","","","","","","","","","","","","","","","","","","","","","","","","","","","","","","","","","","","","","","","","","","","","","",null,"","","","","","","","","","","","","","","","","","","","","","","","","","","","","","","","","","","","","","","","","","","","","","","","","","","","","","","","","","","","","","","","","","","","","","","","","","","","","","","","","","","","","","","","","","","","","","","","","","","","","","","","","","","","","","","","","","","","","","","","","","","","","","","","","","","","","","","","","","","","","","","","","","","","","","","","","","","","","","","","","","","","","","","","","","","","","","","","","","","","","","","","","","","","","","","","","","","","","","","","","","","","","","","","","","","","","","","","","","","","","","","","","","","","","","","","","","","","","","","","","","","","","",""]
["00_平成20年度",22,5,2,2008,"平成20年度","00","全国",null,"","","","","","","","","","","","","","","","","","","","","","","","","","","","","","","","","","","","","","","","","","","","","","","","","","","","","","","","","","","","","","","","","","","","","","","","","","","","","","","","","","","","","","","","","","","","","","","","","","","","","","","","","","","","","","","","","","","","","","","","","","","","","","","","","","","","","","","","","","","","","","","","","","","","","","","","","","","","","","","","","","","","","","","","","","","","","","","","","","","","","","","","","","","","","","","","","","","","","","","","","","","","","","","","","","","","","","","","","","","","","","","","","","","","","","","","","","","","","","","","","","","","","","",null,"","","","","","","","","","","","","","","","","","","","","","","","","","","","","","","","","","","","","","","","","","","","","","","","","","","","","","","","","","","","","","","","","","","","","","","","","","","","","","","","","","","","","","","","","","","","","","","","","","","","","","","","","","","","","","","","","","","","","","","","","","","","","","","","","","","","","","","","","","","","","","","","","","","","","","","","","","","","","","","","","","","","","","","","","","","","","","","","","","","","","","","","","","","","","","","","","","","","","","","","","","","","","","","","","","","","","","","","","","","","","","","","","","","","","","","","","","","","","","","","","","","","","",""]
["00_平成21年度",23,6,2,2009,"平成21年度","00","全国",null,{"v":387.611,"d":"388 "},{"v":0,"d":"0 "},{"v":0,"d":"0 "},{"v":7.319,"d":"7 "},{"v":1006.445,"d":"1,006 "},{"v":29.07,"d":"29 "},{"v":10.597,"d":"11 "},{"v":0,"d":"0 "},{"v":11487.42242,"d":"11,487 "},{"v":3791.751,"d":"3,792 "},{"v":5672.5,"d":"5,673 "},{"v":486.543,"d":"487 "},{"v":102.944,"d":"103 "},{"v":27102.229,"d":"27,102 "},{"v":1821.527,"d":"1,822 "},{"v":76684.66266,"d":"76,685 "},{"v":22568.066,"d":"22,568 "},{"v":6118.338,"d":"6,118 "},{"v":2564.369,"d":"2,564 "},{"v":12.61,"d":"13 "},{"v":51297.028,"d":"51,297 "},{"v":181327.775,"d":"181,328 "},{"v":9920.57154,"d":"9,921 "},{"v":3776.6894,"d":"3,777 "},{"v":1702.085,"d":"1,702 "},{"v":1266.66,"d":"1,267 "},{"v":1257.937,"d":"1,258 "},{"v":16295.723371,"d":"16,296 "},{"v":4138.299,"d":"4,138 "},{"v":1214.299,"d":"1,214 "},{"v":14740.39,"d":"14,740 "},{"v":514.876,"d":"515 "},{"v":21435.693,"d":"21,436 "},{"v":610.912,"d":"611 "},{"v":555.867,"d":"556 "},{"v":5016.957,"d":"5,017 "},{"v":1351.880004,"d":"1,352 "},{"v":241.445,"d":"241 "},{"v":1026.026,"d":"1,026 "},{"v":144.509,"d":"145 "},{"v":158.7,"d":"159 "},{"v":47.68,"d":"48 "},{"v":0,"d":"0 "},{"v":37.401,"d":"37 "},{"v":0,"d":"0 "},{"v":132.81,"d":"133 "},{"v":260.752,"d":"261 "},{"v":476.092,"d":"476 "},{"v":26.98,"d":"27 "},{"v":53.955,"d":"54 "},{"v":0,"d":"0 "},{"v":29.794,"d":"30 "},{"v":24.87,"d":"25 "},{"v":16.37,"d":"16 "},{"v":98.114,"d":"98 "},{"v":4697.95953,"d":"4,698 "},{"v":13.44,"d":"13 "},{"v":19.335,"d":"19 "},{"v":19.42,"d":"19 "},{"v":35.548,"d":"36 "},{"v":7.28,"d":"7 "},{"v":445.762,"d":"446 "},{"v":56.088,"d":"56 "},{"v":78.901,"d":"79 "},{"v":184.62,"d":"185 "},{"v":12.707,"d":"13 "},{"v":260.59,"d":"261 "},{"v":8.09,"d":"8 "},{"v":4181.082682,"d":"4,181 "},{"v":0,"d":"0 "},{"v":2107.205,"d":"2,107 "},{"v":9.9,"d":"10 "},{"v":24.89,"d":"25 "},{"v":44.22,"d":"44 "},{"v":2075.897738,"d":"2,076 "},{"v":6.027,"d":"6 "},{"v":4.751,"d":"5 "},{"v":405.299,"d":"405 "},{"v":29.767,"d":"30 "},{"v":695.393,"d":"695 "},{"v":3328.119,"d":"3,328 "},{"v":225.507,"d":"226 "},{"v":4057.046,"d":"4,057 "},{"v":3.987,"d":"4 "},{"v":36.432,"d":"36 "},{"v":7.6,"d":"8 "},{"v":16.08,"d":"16 "},{"v":11688.91178,"d":"11,689 "},{"v":0,"d":"0 "},{"v":2.64,"d":"3 "},{"v":0,"d":"0 "},{"v":48.753,"d":"49 "},{"v":8.597,"d":"9 "},{"v":38.469,"d":"38 "},{"v":228.851,"d":"229 "},{"v":0,"d":"0 "},{"v":1082.31001,"d":"1,082 "},{"v":575.648,"d":"576 "},{"v":96.703,"d":"97 "},{"v":20450.26,"d":"20,450 "},{"v":1363.257,"d":"1,363 "},{"v":21277.359,"d":"21,277 "},{"v":0,"d":"0 "},{"v":501.151,"d":"501 "},{"v":555.867,"d":"556 "},{"v":387.611,"d":"388 "},{"v":0,"d":"0 "},{"v":0,"d":"0 "},{"v":7.319,"d":"7 "},{"v":1006.445,"d":"1,006 "},{"v":29.07,"d":"29 "},{"v":10.597,"d":"11 "},{"v":0,"d":"0 "},{"v":11487.42242,"d":"11,487 "},{"v":3791.751,"d":"3,792 "},{"v":5672.5,"d":"5,673 "},{"v":486.543,"d":"487 "},{"v":102.944,"d":"103 "},{"v":27102.229,"d":"27,102 "},{"v":1821.527,"d":"1,822 "},{"v":76684.66266,"d":"76,685 "},{"v":754.549,"d":"755 "},{"v":6118.338,"d":"6,118 "},{"v":2564.369,"d":"2,564 "},{"v":12.61,"d":"13 "},{"v":51297.028,"d":"51,297 "},{"v":181327.775,"d":"181,328 "},{"v":9920.57154,"d":"9,921 "},{"v":3776.6894,"d":"3,777 "},{"v":1702.085,"d":"1,702 "},{"v":1266.66,"d":"1,267 "},{"v":1257.937,"d":"1,258 "},{"v":16295.723371,"d":"16,296 "},{"v":4138.299,"d":"4,138 "},{"v":1214.299,"d":"1,214 "},{"v":14740.39,"d":"14,740 "},{"v":514.876,"d":"515 "},{"v":158.334,"d":"158 "},{"v":109.761,"d":"110 "},{"v":0,"d":"0 "},{"v":5016.957,"d":"5,017 "},{"v":1351.880004,"d":"1,352 "},{"v":241.445,"d":"241 "},{"v":1026.026,"d":"1,026 "},{"v":144.509,"d":"145 "},{"v":158.7,"d":"159 "},{"v":47.68,"d":"48 "},{"v":0,"d":"0 "},{"v":37.401,"d":"37 "},{"v":0,"d":"0 "},{"v":132.81,"d":"133 "},{"v":260.752,"d":"261 "},{"v":476.092,"d":"476 "},{"v":26.98,"d":"27 "},{"v":53.955,"d":"54 "},{"v":0,"d":"0 "},{"v":29.794,"d":"30 "},{"v":24.87,"d":"25 "},{"v":16.37,"d":"16 "},{"v":98.114,"d":"98 "},{"v":4697.95953,"d":"4,698 "},{"v":13.44,"d":"13 "},{"v":19.335,"d":"19 "},{"v":19.42,"d":"19 "},{"v":35.548,"d":"36 "},{"v":7.28,"d":"7 "},{"v":445.762,"d":"446 "},{"v":56.088,"d":"56 "},{"v":78.901,"d":"79 "},{"v":184.62,"d":"185 "},{"v":12.707,"d":"13 "},{"v":260.59,"d":"261 "},{"v":8.09,"d":"8 "},{"v":4181.082682,"d":"4,181 "},{"v":0,"d":"0 "},{"v":2107.205,"d":"2,107 "},{"v":9.9,"d":"10 "},{"v":24.89,"d":"25 "},{"v":44.22,"d":"44 "},{"v":2075.897738,"d":"2,076 "},{"v":6.027,"d":"6 "},{"v":4.751,"d":"5 "},{"v":405.299,"d":"405 "},{"v":29.767,"d":"30 "},{"v":695.393,"d":"695 "},{"v":3328.119,"d":"3,328 "},{"v":225.507,"d":"226 "},{"v":4057.046,"d":"4,057 "},{"v":3.987,"d":"4 "},{"v":36.432,"d":"36 "},{"v":7.6,"d":"8 "},{"v":16.08,"d":"16 "},{"v":11688.91178,"d":"11,689 "},{"v":0,"d":"0 "},{"v":2.64,"d":"3 "},{"v":0,"d":"0 "},{"v":48.753,"d":"49 "},{"v":8.597,"d":"9 "},{"v":38.469,"d":"38 "},{"v":228.851,"d":"229 "},{"v":0,"d":"0 "},{"v":1082.31001,"d":"1,082 "},{"v":575.648,"d":"576 "},{"v":96.703,"d":"97 "},{"v":44147.894,"d":"44,148 "},{"v":387.611,"d":"388 "},{"v":7.319,"d":"7 "},{"v":1006.445,"d":"1,006 "},{"v":39.667,"d":"40 "},{"v":424051.778391,"d":"424,052 "},{"v":5285.052,"d":"5,285 "},{"v":2922.560004,"d":"2,923 "},{"v":981.715,"d":"982 "},{"v":5016.08553,"d":"5,016 "},{"v":1038.668,"d":"1,039 "},{"v":4189.172682,"d":"4,189 "},{"v":2186.215,"d":"2,186 "},{"v":2086.675738,"d":"2,087 "},{"v":1130.459,"d":"1,130 "},{"v":3553.626,"d":"3,554 "},{"v":4097.465,"d":"4,097 "},{"v":23.68,"d":"24 "},{"v":12016.22178,"d":"12,016 "},{"v":1657.95801,"d":"1,658 "},{"v":96.703,"d":"97 "},{"v":44147.894,"d":"44,148 "},{"v":387.611,"d":"388 "},{"v":7.319,"d":"7 "},{"v":1006.445,"d":"1,006 "},{"v":39.667,"d":"40 "},{"v":445865.295391,"d":"445,865 "},{"v":27619.429,"d":"27,619 "},{"v":2922.560004,"d":"2,923 "},{"v":981.715,"d":"982 "},{"v":5016.08553,"d":"5,016 "},{"v":1038.668,"d":"1,039 "},{"v":4189.172682,"d":"4,189 "},{"v":2186.215,"d":"2,186 "},{"v":2086.675738,"d":"2,087 "},{"v":1130.459,"d":"1,130 "},{"v":3553.626,"d":"3,554 "},{"v":4097.465,"d":"4,097 "},{"v":23.68,"d":"24 "},{"v":12016.22178,"d":"12,016 "},{"v":1657.95801,"d":"1,658 "},{"v":96.703,"d":"97 "},{"v":0,"d":"0 "},{"v":56,"d":"56 "},{"v":0,"d":"0 "},{"v":0,"d":"0 "},{"v":1,"d":"1 "},{"v":56,"d":"56 "},{"v":7,"d":"7 "},{"v":3,"d":"3 "},{"v":0,"d":"0 "},{"v":1161,"d":"1,161 "},{"v":302,"d":"302 "},{"v":281,"d":"281 "},{"v":51,"d":"51 "},{"v":23,"d":"23 "},{"v":362,"d":"362 "},{"v":210,"d":"210 "},{"v":1062,"d":"1,062 "},{"v":132,"d":"132 "},{"v":605,"d":"605 "},{"v":149,"d":"149 "},{"v":2,"d":"2 "},{"v":493,"d":"493 "},{"v":450,"d":"450 "},{"v":301,"d":"301 "},{"v":363,"d":"363 "},{"v":160,"d":"160 "},{"v":164,"d":"164 "},{"v":105,"d":"105 "},{"v":582,"d":"582 "},{"v":294,"d":"294 "},{"v":105,"d":"105 "},{"v":881,"d":"881 "},{"v":72,"d":"72 "},{"v":228,"d":"228 "},{"v":35,"d":"35 "},{"v":136,"d":"136 "},{"v":452,"d":"452 "},{"v":168,"d":"168 "},{"v":28,"d":"28 "},{"v":139,"d":"139 "},{"v":16,"d":"16 "},{"v":29,"d":"29 "},{"v":11,"d":"11 "},{"v":0,"d":"0 "},{"v":9,"d":"9 "},{"v":0,"d":"0 "},{"v":21,"d":"21 "},{"v":44,"d":"44 "},{"v":38,"d":"38 "},{"v":5,"d":"5 "},{"v":11,"d":"11 "},{"v":0,"d":"0 "},{"v":7,"d":"7 "},{"v":3,"d":"3 "},{"v":3,"d":"3 "},{"v":11,"d":"11 "},{"v":933,"d":"933 "},{"v":3,"d":"3 "},{"v":6,"d":"6 "},{"v":5,"d":"5 "},{"v":10,"d":"10 "},{"v":2,"d":"2 "},{"v":65,"d":"65 "},{"v":9,"d":"9 "},{"v":16,"d":"16 "},{"v":20,"d":"20 "},{"v":2,"d":"2 "},{"v":50,"d":"50 "},{"v":2,"d":"2 "},{"v":618,"d":"618 "},{"v":0,"d":"0 "},{"v":100,"d":"100 "},{"v":2,"d":"2 "},{"v":2,"d":"2 "},{"v":8,"d":"8 "},{"v":329,"d":"329 "},{"v":2,"d":"2 "},{"v":1,"d":"1 "},{"v":81,"d":"81 "},{"v":7,"d":"7 "},{"v":99,"d":"99 "},{"v":356,"d":"356 "},{"v":42,"d":"42 "},{"v":669,"d":"669 "},{"v":1,"d":"1 "},{"v":7,"d":"7 "},{"v":2,"d":"2 "},{"v":2,"d":"2 "},{"v":479,"d":"479 "},{"v":0,"d":"0 "},{"v":1,"d":"1 "},{"v":0,"d":"0 "},{"v":11,"d":"11 "},{"v":1,"d":"1 "},{"v":5,"d":"5 "},{"v":31,"d":"31 "},{"v":0,"d":"0 "},{"v":149,"d":"149 "},{"v":86,"d":"86 "},{"v":14,"d":"14 "},{"v":26,"d":"26 "},{"v":6,"d":"6 "},{"v":207,"d":"207 "},{"v":0,"d":"0 "},{"v":24,"d":"24 "},{"v":136,"d":"136 "},{"v":56,"d":"56 "},{"v":0,"d":"0 "},{"v":0,"d":"0 "},{"v":1,"d":"1 "},{"v":56,"d":"56 "},{"v":7,"d":"7 "},{"v":3,"d":"3 "},{"v":0,"d":"0 "},{"v":1161,"d":"1,161 "},{"v":302,"d":"302 "},{"v":281,"d":"281 "},{"v":51,"d":"51 "},{"v":23,"d":"23 "},{"v":362,"d":"362 "},{"v":210,"d":"210 "},{"v":1062,"d":"1,062 "},{"v":100,"d":"100 "},{"v":605,"d":"605 "},{"v":149,"d":"149 "},{"v":2,"d":"2 "},{"v":493,"d":"493 "},{"v":450,"d":"450 "},{"v":301,"d":"301 "},{"v":363,"d":"363 "},{"v":160,"d":"160 "},{"v":164,"d":"164 "},{"v":105,"d":"105 "},{"v":582,"d":"582 "},{"v":294,"d":"294 "},{"v":105,"d":"105 "},{"v":881,"d":"881 "},{"v":72,"d":"72 "},{"v":21,"d":"21 "},{"v":11,"d":"11 "},{"v":0,"d":"0 "},{"v":452,"d":"452 "},{"v":168,"d":"168 "},{"v":28,"d":"28 "},{"v":139,"d":"139 "},{"v":16,"d":"16 "},{"v":29,"d":"29 "},{"v":11,"d":"11 "},{"v":0,"d":"0 "},{"v":9,"d":"9 "},{"v":0,"d":"0 "},{"v":21,"d":"21 "},{"v":44,"d":"44 "},{"v":38,"d":"38 "},{"v":5,"d":"5 "},{"v":11,"d":"11 "},{"v":0,"d":"0 "},{"v":7,"d":"7 "},{"v":3,"d":"3 "},{"v":3,"d":"3 "},{"v":11,"d":"11 "},{"v":933,"d":"933 "},{"v":3,"d":"3 "},{"v":6,"d":"6 "},{"v":5,"d":"5 "},{"v":10,"d":"10 "},{"v":2,"d":"2 "},{"v":65,"d":"65 "},{"v":9,"d":"9 "},{"v":16,"d":"16 "},{"v":20,"d":"20 "},{"v":2,"d":"2 "},{"v":50,"d":"50 "},{"v":2,"d":"2 "},{"v":618,"d":"618 "},{"v":0,"d":"0 "},{"v":100,"d":"100 "},{"v":2,"d":"2 "},{"v":2,"d":"2 "},{"v":8,"d":"8 "},{"v":329,"d":"329 "},{"v":2,"d":"2 "},{"v":1,"d":"1 "},{"v":81,"d":"81 "},{"v":7,"d":"7 "},{"v":99,"d":"99 "},{"v":356,"d":"356 "},{"v":42,"d":"42 "},{"v":669,"d":"669 "},{"v":1,"d":"1 "},{"v":7,"d":"7 "},{"v":2,"d":"2 "},{"v":2,"d":"2 "},{"v":479,"d":"479 "},{"v":0,"d":"0 "},{"v":1,"d":"1 "},{"v":0,"d":"0 "},{"v":11,"d":"11 "},{"v":1,"d":"1 "},{"v":5,"d":"5 "},{"v":31,"d":"31 "},{"v":0,"d":"0 "},{"v":149,"d":"149 "},{"v":86,"d":"86 "},{"v":14,"d":"14 "},{"v":399,"d":"399 "},{"v":56,"d":"56 "},{"v":1,"d":"1 "},{"v":56,"d":"56 "},{"v":10,"d":"10 "},{"v":8278,"d":"8,278 "},{"v":484,"d":"484 "},{"v":380,"d":"380 "},{"v":128,"d":"128 "},{"v":994,"d":"994 "},{"v":162,"d":"162 "},{"v":620,"d":"620 "},{"v":112,"d":"112 "},{"v":332,"d":"332 "},{"v":187,"d":"187 "},{"v":398,"d":"398 "},{"v":677,"d":"677 "},{"v":4,"d":"4 "},{"v":528,"d":"528 "},{"v":235,"d":"235 "},{"v":14,"d":"14 "},{"v":399,"d":"399 "},{"v":56,"d":"56 "},{"v":1,"d":"1 "},{"v":56,"d":"56 "},{"v":10,"d":"10 "},{"v":8310,"d":"8,310 "},{"v":851,"d":"851 "},{"v":380,"d":"380 "},{"v":128,"d":"128 "},{"v":994,"d":"994 "},{"v":162,"d":"162 "},{"v":620,"d":"620 "},{"v":112,"d":"112 "},{"v":332,"d":"332 "},{"v":187,"d":"187 "},{"v":398,"d":"398 "},{"v":677,"d":"677 "},{"v":4,"d":"4 "},{"v":528,"d":"528 "},{"v":235,"d":"235 "},{"v":14,"d":"14 "}]
["00_平成22年度",24,7,2,2010,"平成22年度","00","全国",null,{"v":452.453238,"d":"452 "},{"v":0,"d":"0 "},{"v":0,"d":"0 "},{"v":5.186,"d":"5 "},{"v":979.314,"d":"979 "},{"v":45.632,"d":"46 "},{"v":9.646,"d":"10 "},{"v":0,"d":"0 "},{"v":11410.10078,"d":"11,410 "},{"v":3373.81,"d":"3,374 "},{"v":5986.188,"d":"5,986 "},{"v":463.342,"d":"463 "},{"v":107.802,"d":"108 "},{"v":25961.611,"d":"25,962 "},{"v":1797.19,"d":"1,797 "},{"v":79373.64984,"d":"79,374 "},{"v":31899.162,"d":"31,899 "},{"v":6086.027,"d":"6,086 "},{"v":2664.507,"d":"2,665 "},{"v":12.825,"d":"13 "},{"v":58946.299,"d":"58,946 "},{"v":197520.232,"d":"197,520 "},{"v":10067.433,"d":"10,067 "},{"v":4376.731,"d":"4,377 "},{"v":1913.292,"d":"1,913 "},{"v":1698.798,"d":"1,699 "},{"v":1212.848,"d":"1,213 "},{"v":16782.536,"d":"16,783 "},{"v":4218.091,"d":"4,218 "},{"v":1201.022,"d":"1,201 "},{"v":15759.5601,"d":"15,760 "},{"v":554.776,"d":"555 "},{"v":21737.473,"d":"21,737 "},{"v":590.471,"d":"590 "},{"v":507.826,"d":"508 "},{"v":4454.858,"d":"4,455 "},{"v":2059.954,"d":"2,060 "},{"v":232.48,"d":"232 "},{"v":999.845,"d":"1,000 "},{"v":138.141,"d":"138 "},{"v":154.415,"d":"154 "},{"v":54.467,"d":"54 "},{"v":0,"d":"0 "},{"v":39.885,"d":"40 "},{"v":0,"d":"0 "},{"v":114.383,"d":"114 "},{"v":300.723,"d":"301 "},{"v":485.819,"d":"486 "},{"v":22.365,"d":"22 "},{"v":51.003,"d":"51 "},{"v":0,"d":"0 "},{"v":33.497,"d":"33 "},{"v":29.183,"d":"29 "},{"v":26.402,"d":"26 "},{"v":23.598,"d":"24 "},{"v":4009.492,"d":"4,009 "},{"v":13.917,"d":"14 "},{"v":33.32,"d":"33 "},{"v":24.41,"d":"24 "},{"v":41.472,"d":"41 "},{"v":10.053,"d":"10 "},{"v":419.686,"d":"420 "},{"v":34.417,"d":"34 "},{"v":117.493,"d":"117 "},{"v":150.218,"d":"150 "},{"v":11.147,"d":"11 "},{"v":268.154,"d":"268 "},{"v":8.098,"d":"8 "},{"v":3922.7231,"d":"3,923 "},{"v":0,"d":"0 "},{"v":2031.101,"d":"2,031 "},{"v":66.113,"d":"66 "},{"v":24.59,"d":"25 "},{"v":44.755,"d":"45 "},{"v":2271.3066,"d":"2,271 "},{"v":10.846,"d":"11 "},{"v":0,"d":"0 "},{"v":466.89,"d":"467 "},{"v":24.365,"d":"24 "},{"v":665.603,"d":"666 "},{"v":3307.521,"d":"3,308 "},{"v":226.369,"d":"226 "},{"v":4172.666,"d":"4,173 "},{"v":4.03,"d":"4 "},{"v":37.809,"d":"38 "},{"v":6.747,"d":"7 "},{"v":14.753,"d":"15 "},{"v":12987.32389,"d":"12,987 "},{"v":0,"d":"0 "},{"v":17.018,"d":"17 "},{"v":0,"d":"0 "},{"v":85.368,"d":"85 "},{"v":27.059,"d":"27 "},{"v":36.866,"d":"37 "},{"v":179.048,"d":"179 "},{"v":0,"d":"0 "},{"v":1111.38929,"d":"1,111 "},{"v":550.13,"d":"550 "},{"v":59.548,"d":"60 "},{"v":29658.312,"d":"29,658 "},{"v":1503.484,"d":"1,503 "},{"v":21614.123,"d":"21,614 "},{"v":0,"d":"0 "},{"v":487.113,"d":"487 "},{"v":507.826,"d":"508 "},{"v":452.453238,"d":"452 "},{"v":0,"d":"0 "},{"v":0,"d":"0 "},{"v":5.186,"d":"5 "},{"v":979.314,"d":"979 "},{"v":45.632,"d":"46 "},{"v":9.646,"d":"10 "},{"v":0,"d":"0 "},{"v":11410.10078,"d":"11,410 "},{"v":3373.81,"d":"3,374 "},{"v":5986.188,"d":"5,986 "},{"v":463.342,"d":"463 "},{"v":107.802,"d":"108 "},{"v":25961.611,"d":"25,962 "},{"v":1797.19,"d":"1,797 "},{"v":79373.64984,"d":"79,374 "},{"v":737.366,"d":"737 "},{"v":6086.027,"d":"6,086 "},{"v":2664.507,"d":"2,665 "},{"v":12.825,"d":"13 "},{"v":58946.299,"d":"58,946 "},{"v":197520.232,"d":"197,520 "},{"v":10067.433,"d":"10,067 "},{"v":4376.731,"d":"4,377 "},{"v":1913.292,"d":"1,913 "},{"v":1698.798,"d":"1,699 "},{"v":1212.848,"d":"1,213 "},{"v":16782.536,"d":"16,783 "},{"v":4218.091,"d":"4,218 "},{"v":1201.022,"d":"1,201 "},{"v":15759.5601,"d":"15,760 "},{"v":554.776,"d":"555 "},{"v":123.35,"d":"123 "},{"v":103.358,"d":"103 "},{"v":0,"d":"0 "},{"v":4454.858,"d":"4,455 "},{"v":2059.954,"d":"2,060 "},{"v":232.48,"d":"232 "},{"v":999.845,"d":"1,000 "},{"v":138.141,"d":"138 "},{"v":154.415,"d":"154 "},{"v":54.467,"d":"54 "},{"v":0,"d":"0 "},{"v":39.885,"d":"40 "},{"v":0,"d":"0 "},{"v":114.383,"d":"114 "},{"v":300.723,"d":"301 "},{"v":485.819,"d":"486 "},{"v":22.365,"d":"22 "},{"v":51.003,"d":"51 "},{"v":0,"d":"0 "},{"v":33.497,"d":"33 "},{"v":29.183,"d":"29 "},{"v":26.402,"d":"26 "},{"v":23.598,"d":"24 "},{"v":4009.492,"d":"4,009 "},{"v":13.917,"d":"14 "},{"v":33.32,"d":"33 "},{"v":24.41,"d":"24 "},{"v":41.472,"d":"41 "},{"v":10.053,"d":"10 "},{"v":419.686,"d":"420 "},{"v":34.417,"d":"34 "},{"v":117.493,"d":"117 "},{"v":150.218,"d":"150 "},{"v":11.147,"d":"11 "},{"v":268.154,"d":"268 "},{"v":8.098,"d":"8 "},{"v":3922.7231,"d":"3,923 "},{"v":0,"d":"0 "},{"v":2031.101,"d":"2,031 "},{"v":66.113,"d":"66 "},{"v":24.59,"d":"25 "},{"v":44.755,"d":"45 "},{"v":2271.3066,"d":"2,271 "},{"v":10.846,"d":"11 "},{"v":0,"d":"0 "},{"v":466.89,"d":"467 "},{"v":24.365,"d":"24 "},{"v":665.603,"d":"666 "},{"v":3307.521,"d":"3,308 "},{"v":226.369,"d":"226 "},{"v":4172.666,"d":"4,173 "},{"v":4.03,"d":"4 "},{"v":37.809,"d":"38 "},{"v":6.747,"d":"7 "},{"v":14.753,"d":"15 "},{"v":12987.32389,"d":"12,987 "},{"v":0,"d":"0 "},{"v":17.018,"d":"17 "},{"v":0,"d":"0 "},{"v":85.368,"d":"85 "},{"v":27.059,"d":"27 "},{"v":36.866,"d":"37 "},{"v":179.048,"d":"179 "},{"v":0,"d":"0 "},{"v":1111.38929,"d":"1,111 "},{"v":550.13,"d":"550 "},{"v":59.548,"d":"60 "},{"v":53770.858,"d":"53,771 "},{"v":452.453238,"d":"452 "},{"v":5.186,"d":"5 "},{"v":979.314,"d":"979 "},{"v":55.278,"d":"55 "},{"v":452226.03672,"d":"452,226 "},{"v":4681.566,"d":"4,682 "},{"v":3584.835,"d":"3,585 "},{"v":1017.642,"d":"1,018 "},{"v":4296.347,"d":"4,296 "},{"v":1001.115,"d":"1,001 "},{"v":3930.8211,"d":"3,931 "},{"v":2166.559,"d":"2,167 "},{"v":2282.1526,"d":"2,282 "},{"v":1156.858,"d":"1,157 "},{"v":3533.89,"d":"3,534 "},{"v":4214.505,"d":"4,215 "},{"v":21.5,"d":"22 "},{"v":13332.68289,"d":"13,333 "},{"v":1661.51929,"d":"1,662 "},{"v":59.548,"d":"60 "},{"v":53770.858,"d":"53,771 "},{"v":452.453238,"d":"452 "},{"v":5.186,"d":"5 "},{"v":979.314,"d":"979 "},{"v":55.278,"d":"55 "},{"v":483387.83272,"d":"483,388 "},{"v":27290.628,"d":"27,291 "},{"v":3584.835,"d":"3,585 "},{"v":1017.642,"d":"1,018 "},{"v":4296.347,"d":"4,296 "},{"v":1001.115,"d":"1,001 "},{"v":3930.8211,"d":"3,931 "},{"v":2166.559,"d":"2,167 "},{"v":2282.1526,"d":"2,282 "},{"v":1156.858,"d":"1,157 "},{"v":3533.89,"d":"3,534 "},{"v":4214.505,"d":"4,215 "},{"v":21.5,"d":"22 "},{"v":13332.68289,"d":"13,333 "},{"v":1661.51929,"d":"1,662 "},{"v":59.548,"d":"60 "},{"v":0,"d":"0 "},{"v":62,"d":"62 "},{"v":0,"d":"0 "},{"v":0,"d":"0 "},{"v":1,"d":"1 "},{"v":55,"d":"55 "},{"v":11,"d":"11 "},{"v":3,"d":"3 "},{"v":0,"d":"0 "},{"v":1201,"d":"1,201 "},{"v":300,"d":"300 "},{"v":289,"d":"289 "},{"v":47,"d":"47 "},{"v":23,"d":"23 "},{"v":367,"d":"367 "},{"v":227,"d":"227 "},{"v":1089,"d":"1,089 "},{"v":140,"d":"140 "},{"v":633,"d":"633 "},{"v":146,"d":"146 "},{"v":2,"d":"2 "},{"v":496,"d":"496 "},{"v":470,"d":"470 "},{"v":317,"d":"317 "},{"v":388,"d":"388 "},{"v":166,"d":"166 "},{"v":183,"d":"183 "},{"v":104,"d":"104 "},{"v":590,"d":"590 "},{"v":310,"d":"310 "},{"v":107,"d":"107 "},{"v":905,"d":"905 "},{"v":75,"d":"75 "},{"v":231,"d":"231 "},{"v":34,"d":"34 "},{"v":136,"d":"136 "},{"v":432,"d":"432 "},{"v":284,"d":"284 "},{"v":29,"d":"29 "},{"v":151,"d":"151 "},{"v":15,"d":"15 "},{"v":29,"d":"29 "},{"v":10,"d":"10 "},{"v":0,"d":"0 "},{"v":10,"d":"10 "},{"v":0,"d":"0 "},{"v":21,"d":"21 "},{"v":61,"d":"61 "},{"v":39,"d":"39 "},{"v":2,"d":"2 "},{"v":11,"d":"11 "},{"v":0,"d":"0 "},{"v":9,"d":"9 "},{"v":3,"d":"3 "},{"v":4,"d":"4 "},{"v":5,"d":"5 "},{"v":847,"d":"847 "},{"v":3,"d":"3 "},{"v":10,"d":"10 "},{"v":5,"d":"5 "},{"v":14,"d":"14 "},{"v":3,"d":"3 "},{"v":64,"d":"64 "},{"v":7,"d":"7 "},{"v":23,"d":"23 "},{"v":30,"d":"30 "},{"v":2,"d":"2 "},{"v":54,"d":"54 "},{"v":2,"d":"2 "},{"v":625,"d":"625 "},{"v":0,"d":"0 "},{"v":104,"d":"104 "},{"v":7,"d":"7 "},{"v":2,"d":"2 "},{"v":8,"d":"8 "},{"v":364,"d":"364 "},{"v":4,"d":"4 "},{"v":0,"d":"0 "},{"v":91,"d":"91 "},{"v":6,"d":"6 "},{"v":100,"d":"100 "},{"v":355,"d":"355 "},{"v":39,"d":"39 "},{"v":707,"d":"707 "},{"v":1,"d":"1 "},{"v":7,"d":"7 "},{"v":2,"d":"2 "},{"v":2,"d":"2 "},{"v":513,"d":"513 "},{"v":0,"d":"0 "},{"v":3,"d":"3 "},{"v":0,"d":"0 "},{"v":9,"d":"9 "},{"v":2,"d":"2 "},{"v":5,"d":"5 "},{"v":27,"d":"27 "},{"v":0,"d":"0 "},{"v":151,"d":"151 "},{"v":85,"d":"85 "},{"v":12,"d":"12 "},{"v":35,"d":"35 "},{"v":5,"d":"5 "},{"v":210,"d":"210 "},{"v":0,"d":"0 "},{"v":24,"d":"24 "},{"v":136,"d":"136 "},{"v":62,"d":"62 "},{"v":0,"d":"0 "},{"v":0,"d":"0 "},{"v":1,"d":"1 "},{"v":55,"d":"55 "},{"v":11,"d":"11 "},{"v":3,"d":"3 "},{"v":0,"d":"0 "},{"v":1201,"d":"1,201 "},{"v":300,"d":"300 "},{"v":289,"d":"289 "},{"v":47,"d":"47 "},{"v":23,"d":"23 "},{"v":367,"d":"367 "},{"v":227,"d":"227 "},{"v":1089,"d":"1,089 "},{"v":100,"d":"100 "},{"v":633,"d":"633 "},{"v":146,"d":"146 "},{"v":2,"d":"2 "},{"v":496,"d":"496 "},{"v":470,"d":"470 "},{"v":317,"d":"317 "},{"v":388,"d":"388 "},{"v":166,"d":"166 "},{"v":183,"d":"183 "},{"v":104,"d":"104 "},{"v":590,"d":"590 "},{"v":310,"d":"310 "},{"v":107,"d":"107 "},{"v":905,"d":"905 "},{"v":75,"d":"75 "},{"v":21,"d":"21 "},{"v":10,"d":"10 "},{"v":0,"d":"0 "},{"v":432,"d":"432 "},{"v":284,"d":"284 "},{"v":29,"d":"29 "},{"v":151,"d":"151 "},{"v":15,"d":"15 "},{"v":29,"d":"29 "},{"v":10,"d":"10 "},{"v":0,"d":"0 "},{"v":10,"d":"10 "},{"v":0,"d":"0 "},{"v":21,"d":"21 "},{"v":61,"d":"61 "},{"v":39,"d":"39 "},{"v":2,"d":"2 "},{"v":11,"d":"11 "},{"v":0,"d":"0 "},{"v":9,"d":"9 "},{"v":3,"d":"3 "},{"v":4,"d":"4 "},{"v":5,"d":"5 "},{"v":847,"d":"847 "},{"v":3,"d":"3 "},{"v":10,"d":"10 "},{"v":5,"d":"5 "},{"v":14,"d":"14 "},{"v":3,"d":"3 "},{"v":64,"d":"64 "},{"v":7,"d":"7 "},{"v":23,"d":"23 "},{"v":30,"d":"30 "},{"v":2,"d":"2 "},{"v":54,"d":"54 "},{"v":2,"d":"2 "},{"v":625,"d":"625 "},{"v":0,"d":"0 "},{"v":104,"d":"104 "},{"v":7,"d":"7 "},{"v":2,"d":"2 "},{"v":8,"d":"8 "},{"v":364,"d":"364 "},{"v":4,"d":"4 "},{"v":0,"d":"0 "},{"v":91,"d":"91 "},{"v":6,"d":"6 "},{"v":100,"d":"100 "},{"v":355,"d":"355 "},{"v":39,"d":"39 "},{"v":707,"d":"707 "},{"v":1,"d":"1 "},{"v":7,"d":"7 "},{"v":2,"d":"2 "},{"v":2,"d":"2 "},{"v":513,"d":"513 "},{"v":0,"d":"0 "},{"v":3,"d":"3 "},{"v":0,"d":"0 "},{"v":9,"d":"9 "},{"v":2,"d":"2 "},{"v":5,"d":"5 "},{"v":27,"d":"27 "},{"v":0,"d":"0 "},{"v":151,"d":"151 "},{"v":85,"d":"85 "},{"v":12,"d":"12 "},{"v":410,"d":"410 "},{"v":62,"d":"62 "},{"v":1,"d":"1 "},{"v":55,"d":"55 "},{"v":14,"d":"14 "},{"v":8535,"d":"8,535 "},{"v":463,"d":"463 "},{"v":508,"d":"508 "},{"v":143,"d":"143 "},{"v":914,"d":"914 "},{"v":180,"d":"180 "},{"v":627,"d":"627 "},{"v":121,"d":"121 "},{"v":368,"d":"368 "},{"v":197,"d":"197 "},{"v":394,"d":"394 "},{"v":715,"d":"715 "},{"v":4,"d":"4 "},{"v":559,"d":"559 "},{"v":236,"d":"236 "},{"v":12,"d":"12 "},{"v":410,"d":"410 "},{"v":62,"d":"62 "},{"v":1,"d":"1 "},{"v":55,"d":"55 "},{"v":14,"d":"14 "},{"v":8575,"d":"8,575 "},{"v":833,"d":"833 "},{"v":508,"d":"508 "},{"v":143,"d":"143 "},{"v":914,"d":"914 "},{"v":180,"d":"180 "},{"v":627,"d":"627 "},{"v":121,"d":"121 "},{"v":368,"d":"368 "},{"v":197,"d":"197 "},{"v":394,"d":"394 "},{"v":715,"d":"715 "},{"v":4,"d":"4 "},{"v":559,"d":"559 "},{"v":236,"d":"236 "},{"v":12,"d":"12 "}]
["00_平成23年度",25,8,2,2011,"平成23年度","00","全国",null,{"v":391.543,"d":"392 "},{"v":0,"d":"0 "},{"v":0,"d":"0 "},{"v":8.922,"d":"9 "},{"v":968.285,"d":"968 "},{"v":39.427,"d":"39 "},{"v":3.602,"d":"4 "},{"v":10.128,"d":"10 "},{"v":11187.6923,"d":"11,188 "},{"v":3563.454,"d":"3,563 "},{"v":5976.32,"d":"5,976 "},{"v":502.92,"d":"503 "},{"v":108.579,"d":"109 "},{"v":25655.916,"d":"25,656 "},{"v":1302.835,"d":"1,303 "},{"v":76992.779,"d":"76,993 "},{"v":32669.376,"d":"32,669 "},{"v":6065.835,"d":"6,066 "},{"v":2671.92,"d":"2,672 "},{"v":13.138,"d":"13 "},{"v":58773.32,"d":"58,773 "},{"v":190157.403,"d":"190,157 "},{"v":10028.271,"d":"10,028 "},{"v":4243.249,"d":"4,243 "},{"v":2050.124,"d":"2,050 "},{"v":1779.152,"d":"1,779 "},{"v":1093.453,"d":"1,093 "},{"v":15123,"d":"15,123 "},{"v":4023.944,"d":"4,024 "},{"v":1035.302,"d":"1,035 "},{"v":15594.0257,"d":"15,594 "},{"v":519.274,"d":"519 "},{"v":24159.774,"d":"24,160 "},{"v":560.671,"d":"561 "},{"v":466.452,"d":"466 "},{"v":4465.893,"d":"4,466 "},{"v":2200.306,"d":"2,200 "},{"v":198.698,"d":"199 "},{"v":903.496,"d":"903 "},{"v":132.354,"d":"132 "},{"v":221.879,"d":"222 "},{"v":34.724,"d":"35 "},{"v":9.542,"d":"10 "},{"v":38.985,"d":"39 "},{"v":7.984,"d":"8 "},{"v":107.558,"d":"108 "},{"v":243.054,"d":"243 "},{"v":462.007,"d":"462 "},{"v":24.678,"d":"25 "},{"v":34.983,"d":"35 "},{"v":3.641,"d":"4 "},{"v":33.743,"d":"34 "},{"v":29.003,"d":"29 "},{"v":15.844,"d":"16 "},{"v":15.7,"d":"16 "},{"v":3407.638,"d":"3,408 "},{"v":2.14,"d":"2 "},{"v":44.887,"d":"45 "},{"v":19.877,"d":"20 "},{"v":34.085,"d":"34 "},{"v":8.352,"d":"8 "},{"v":333.711,"d":"334 "},{"v":37.0004,"d":"37 "},{"v":97.561,"d":"98 "},{"v":145.014,"d":"145 "},{"v":4.803,"d":"5 "},{"v":197.08,"d":"197 "},{"v":3.284,"d":"3 "},{"v":3390.7658,"d":"3,391 "},{"v":0,"d":"0 "},{"v":1894.101,"d":"1,894 "},{"v":63.765,"d":"64 "},{"v":23.536,"d":"24 "},{"v":33.163,"d":"33 "},{"v":1768.258025,"d":"1,768 "},{"v":20.465,"d":"20 "},{"v":0,"d":"0 "},{"v":442.12197,"d":"442 "},{"v":22.365,"d":"22 "},{"v":598.899,"d":"599 "},{"v":3110.58,"d":"3,111 "},{"v":181.727,"d":"182 "},{"v":3715.628,"d":"3,716 "},{"v":3.954,"d":"4 "},{"v":78.237,"d":"78 "},{"v":6.007,"d":"6 "},{"v":246.295,"d":"246 "},{"v":12731.92,"d":"12,732 "},{"v":0,"d":"0 "},{"v":0,"d":"0 "},{"v":0,"d":"0 "},{"v":95.508,"d":"96 "},{"v":7.342,"d":"7 "},{"v":34.745,"d":"35 "},{"v":196.363,"d":"196 "},{"v":0,"d":"0 "},{"v":956.374,"d":"956 "},{"v":728.629,"d":"729 "},{"v":57.054,"d":"57 "},{"v":30473.331,"d":"30,473 "},{"v":1480.703,"d":"1,481 "},{"v":24028.26,"d":"24,028 "},{"v":0,"d":"0 "},{"v":479.923,"d":"480 "},{"v":466.452,"d":"466 "},{"v":391.543,"d":"392 "},{"v":0,"d":"0 "},{"v":0,"d":"0 "},{"v":8.922,"d":"9 "},{"v":968.285,"d":"968 "},{"v":39.427,"d":"39 "},{"v":3.602,"d":"4 "},{"v":10.128,"d":"10 "},{"v":11187.6923,"d":"11,188 "},{"v":3563.454,"d":"3,563 "},{"v":5976.32,"d":"5,976 "},{"v":502.92,"d":"503 "},{"v":108.579,"d":"109 "},{"v":25655.916,"d":"25,656 "},{"v":1302.835,"d":"1,303 "},{"v":76992.779,"d":"76,993 "},{"v":715.342,"d":"715 "},{"v":6065.835,"d":"6,066 "},{"v":2671.92,"d":"2,672 "},{"v":13.138,"d":"13 "},{"v":58773.32,"d":"58,773 "},{"v":190157.403,"d":"190,157 "},{"v":10028.271,"d":"10,028 "},{"v":4243.249,"d":"4,243 "},{"v":2050.124,"d":"2,050 "},{"v":1779.152,"d":"1,779 "},{"v":1093.453,"d":"1,093 "},{"v":15123,"d":"15,123 "},{"v":4023.944,"d":"4,024 "},{"v":1035.302,"d":"1,035 "},{"v":15594.0257,"d":"15,594 "},{"v":519.274,"d":"519 "},{"v":131.514,"d":"132 "},{"v":80.748,"d":"81 "},{"v":0,"d":"0 "},{"v":4465.893,"d":"4,466 "},{"v":2200.306,"d":"2,200 "},{"v":198.698,"d":"199 "},{"v":903.496,"d":"903 "},{"v":132.354,"d":"132 "},{"v":221.879,"d":"222 "},{"v":34.724,"d":"35 "},{"v":9.542,"d":"10 "},{"v":38.985,"d":"39 "},{"v":7.984,"d":"8 "},{"v":107.558,"d":"108 "},{"v":243.054,"d":"243 "},{"v":462.007,"d":"462 "},{"v":24.678,"d":"25 "},{"v":34.983,"d":"35 "},{"v":3.641,"d":"4 "},{"v":33.743,"d":"34 "},{"v":29.003,"d":"29 "},{"v":15.844,"d":"16 "},{"v":15.7,"d":"16 "},{"v":3407.638,"d":"3,408 "},{"v":2.14,"d":"2 "},{"v":44.887,"d":"45 "},{"v":19.877,"d":"20 "},{"v":34.085,"d":"34 "},{"v":8.352,"d":"8 "},{"v":333.711,"d":"334 "},{"v":37.0004,"d":"37 "},{"v":97.561,"d":"98 "},{"v":145.014,"d":"145 "},{"v":4.803,"d":"5 "},{"v":197.08,"d":"197 "},{"v":3.284,"d":"3 "},{"v":3390.7658,"d":"3,391 "},{"v":0,"d":"0 "},{"v":1894.101,"d":"1,894 "},{"v":63.765,"d":"64 "},{"v":23.536,"d":"24 "},{"v":33.163,"d":"33 "},{"v":1768.258025,"d":"1,768 "},{"v":20.465,"d":"20 "},{"v":0,"d":"0 "},{"v":442.12197,"d":"442 "},{"v":22.365,"d":"22 "},{"v":598.899,"d":"599 "},{"v":3110.58,"d":"3,111 "},{"v":181.727,"d":"182 "},{"v":3715.628,"d":"3,716 "},{"v":3.954,"d":"4 "},{"v":78.237,"d":"78 "},{"v":6.007,"d":"6 "},{"v":246.295,"d":"246 "},{"v":12731.92,"d":"12,732 "},{"v":0,"d":"0 "},{"v":0,"d":"0 "},{"v":0,"d":"0 "},{"v":95.508,"d":"96 "},{"v":7.342,"d":"7 "},{"v":34.745,"d":"35 "},{"v":196.363,"d":"196 "},{"v":0,"d":"0 "},{"v":956.374,"d":"956 "},{"v":728.629,"d":"729 "},{"v":57.054,"d":"57 "},{"v":56928.669,"d":"56,929 "},{"v":391.543,"d":"392 "},{"v":8.922,"d":"9 "},{"v":968.285,"d":"968 "},{"v":53.157,"d":"53 "},{"v":439177.248,"d":"439,177 "},{"v":4678.155,"d":"4,678 "},{"v":3656.733,"d":"3,657 "},{"v":928.532,"d":"929 "},{"v":3649.893,"d":"3,650 "},{"v":815.1694,"d":"815 "},{"v":3394.0498,"d":"3,394 "},{"v":2014.565,"d":"2,015 "},{"v":1788.723025,"d":"1,789 "},{"v":1063.38597,"d":"1,063 "},{"v":3292.307,"d":"3,292 "},{"v":3797.819,"d":"3,798 "},{"v":252.302,"d":"252 "},{"v":13065.878,"d":"13,066 "},{"v":1685.003,"d":"1,685 "},{"v":57.054,"d":"57 "},{"v":56928.669,"d":"56,929 "},{"v":391.543,"d":"392 "},{"v":8.922,"d":"9 "},{"v":968.285,"d":"968 "},{"v":53.157,"d":"53 "},{"v":471131.282,"d":"471,131 "},{"v":29652.79,"d":"29,653 "},{"v":3656.733,"d":"3,657 "},{"v":928.532,"d":"929 "},{"v":3649.893,"d":"3,650 "},{"v":815.1694,"d":"815 "},{"v":3394.0498,"d":"3,394 "},{"v":2014.565,"d":"2,015 "},{"v":1788.723025,"d":"1,789 "},{"v":1063.38597,"d":"1,063 "},{"v":3292.307,"d":"3,292 "},{"v":3797.819,"d":"3,798 "},{"v":252.302,"d":"252 "},{"v":13065.878,"d":"13,066 "},{"v":1685.003,"d":"1,685 "},{"v":57.054,"d":"57 "},{"v":0,"d":"0 "},{"v":58,"d":"58 "},{"v":0,"d":"0 "},{"v":0,"d":"0 "},{"v":2,"d":"2 "},{"v":56,"d":"56 "},{"v":12,"d":"12 "},{"v":1,"d":"1 "},{"v":2,"d":"2 "},{"v":1206,"d":"1,206 "},{"v":301,"d":"301 "},{"v":286,"d":"286 "},{"v":53,"d":"53 "},{"v":24,"d":"24 "},{"v":379,"d":"379 "},{"v":183,"d":"183 "},{"v":1131,"d":"1,131 "},{"v":141,"d":"141 "},{"v":650,"d":"650 "},{"v":153,"d":"153 "},{"v":2,"d":"2 "},{"v":501,"d":"501 "},{"v":482,"d":"482 "},{"v":342,"d":"342 "},{"v":400,"d":"400 "},{"v":186,"d":"186 "},{"v":203,"d":"203 "},{"v":101,"d":"101 "},{"v":556,"d":"556 "},{"v":305,"d":"305 "},{"v":97,"d":"97 "},{"v":928,"d":"928 "},{"v":72,"d":"72 "},{"v":238,"d":"238 "},{"v":32,"d":"32 "},{"v":137,"d":"137 "},{"v":449,"d":"449 "},{"v":297,"d":"297 "},{"v":27,"d":"27 "},{"v":144,"d":"144 "},{"v":13,"d":"13 "},{"v":52,"d":"52 "},{"v":10,"d":"10 "},{"v":2,"d":"2 "},{"v":8,"d":"8 "},{"v":2,"d":"2 "},{"v":21,"d":"21 "},{"v":46,"d":"46 "},{"v":47,"d":"47 "},{"v":7,"d":"7 "},{"v":9,"d":"9 "},{"v":1,"d":"1 "},{"v":9,"d":"9 "},{"v":3,"d":"3 "},{"v":4,"d":"4 "},{"v":5,"d":"5 "},{"v":810,"d":"810 "},{"v":1,"d":"1 "},{"v":13,"d":"13 "},{"v":5,"d":"5 "},{"v":13,"d":"13 "},{"v":3,"d":"3 "},{"v":58,"d":"58 "},{"v":7,"d":"7 "},{"v":24,"d":"24 "},{"v":30,"d":"30 "},{"v":1,"d":"1 "},{"v":46,"d":"46 "},{"v":1,"d":"1 "},{"v":620,"d":"620 "},{"v":0,"d":"0 "},{"v":99,"d":"99 "},{"v":8,"d":"8 "},{"v":3,"d":"3 "},{"v":8,"d":"8 "},{"v":335,"d":"335 "},{"v":7,"d":"7 "},{"v":0,"d":"0 "},{"v":93,"d":"93 "},{"v":6,"d":"6 "},{"v":102,"d":"102 "},{"v":365,"d":"365 "},{"v":35,"d":"35 "},{"v":676,"d":"676 "},{"v":1,"d":"1 "},{"v":20,"d":"20 "},{"v":2,"d":"2 "},{"v":6,"d":"6 "},{"v":501,"d":"501 "},{"v":0,"d":"0 "},{"v":0,"d":"0 "},{"v":0,"d":"0 "},{"v":8,"d":"8 "},{"v":1,"d":"1 "},{"v":5,"d":"5 "},{"v":34,"d":"34 "},{"v":0,"d":"0 "},{"v":141,"d":"141 "},{"v":133,"d":"133 "},{"v":13,"d":"13 "},{"v":35,"d":"35 "},{"v":5,"d":"5 "},{"v":217,"d":"217 "},{"v":0,"d":"0 "},{"v":23,"d":"23 "},{"v":137,"d":"137 "},{"v":58,"d":"58 "},{"v":0,"d":"0 "},{"v":0,"d":"0 "},{"v":2,"d":"2 "},{"v":56,"d":"56 "},{"v":12,"d":"12 "},{"v":1,"d":"1 "},{"v":2,"d":"2 "},{"v":1206,"d":"1,206 "},{"v":301,"d":"301 "},{"v":286,"d":"286 "},{"v":53,"d":"53 "},{"v":24,"d":"24 "},{"v":379,"d":"379 "},{"v":183,"d":"183 "},{"v":1131,"d":"1,131 "},{"v":101,"d":"101 "},{"v":650,"d":"650 "},{"v":153,"d":"153 "},{"v":2,"d":"2 "},{"v":501,"d":"501 "},{"v":482,"d":"482 "},{"v":342,"d":"342 "},{"v":400,"d":"400 "},{"v":186,"d":"186 "},{"v":203,"d":"203 "},{"v":101,"d":"101 "},{"v":556,"d":"556 "},{"v":305,"d":"305 "},{"v":97,"d":"97 "},{"v":928,"d":"928 "},{"v":72,"d":"72 "},{"v":21,"d":"21 "},{"v":9,"d":"9 "},{"v":0,"d":"0 "},{"v":449,"d":"449 "},{"v":297,"d":"297 "},{"v":27,"d":"27 "},{"v":144,"d":"144 "},{"v":13,"d":"13 "},{"v":52,"d":"52 "},{"v":10,"d":"10 "},{"v":2,"d":"2 "},{"v":8,"d":"8 "},{"v":2,"d":"2 "},{"v":21,"d":"21 "},{"v":46,"d":"46 "},{"v":47,"d":"47 "},{"v":7,"d":"7 "},{"v":9,"d":"9 "},{"v":1,"d":"1 "},{"v":9,"d":"9 "},{"v":3,"d":"3 "},{"v":4,"d":"4 "},{"v":5,"d":"5 "},{"v":810,"d":"810 "},{"v":1,"d":"1 "},{"v":13,"d":"13 "},{"v":5,"d":"5 "},{"v":13,"d":"13 "},{"v":3,"d":"3 "},{"v":58,"d":"58 "},{"v":7,"d":"7 "},{"v":24,"d":"24 "},{"v":30,"d":"30 "},{"v":1,"d":"1 "},{"v":46,"d":"46 "},{"v":1,"d":"1 "},{"v":620,"d":"620 "},{"v":0,"d":"0 "},{"v":99,"d":"99 "},{"v":8,"d":"8 "},{"v":3,"d":"3 "},{"v":8,"d":"8 "},{"v":335,"d":"335 "},{"v":7,"d":"7 "},{"v":0,"d":"0 "},{"v":93,"d":"93 "},{"v":6,"d":"6 "},{"v":102,"d":"102 "},{"v":365,"d":"365 "},{"v":35,"d":"35 "},{"v":676,"d":"676 "},{"v":1,"d":"1 "},{"v":20,"d":"20 "},{"v":2,"d":"2 "},{"v":6,"d":"6 "},{"v":501,"d":"501 "},{"v":0,"d":"0 "},{"v":0,"d":"0 "},{"v":0,"d":"0 "},{"v":8,"d":"8 "},{"v":1,"d":"1 "},{"v":5,"d":"5 "},{"v":34,"d":"34 "},{"v":0,"d":"0 "},{"v":141,"d":"141 "},{"v":133,"d":"133 "},{"v":13,"d":"13 "},{"v":417,"d":"417 "},{"v":58,"d":"58 "},{"v":2,"d":"2 "},{"v":56,"d":"56 "},{"v":15,"d":"15 "},{"v":8642,"d":"8,642 "},{"v":479,"d":"479 "},{"v":533,"d":"533 "},{"v":143,"d":"143 "},{"v":876,"d":"876 "},{"v":166,"d":"166 "},{"v":621,"d":"621 "},{"v":118,"d":"118 "},{"v":342,"d":"342 "},{"v":201,"d":"201 "},{"v":400,"d":"400 "},{"v":697,"d":"697 "},{"v":8,"d":"8 "},{"v":549,"d":"549 "},{"v":274,"d":"274 "},{"v":13,"d":"13 "},{"v":417,"d":"417 "},{"v":58,"d":"58 "},{"v":2,"d":"2 "},{"v":56,"d":"56 "},{"v":15,"d":"15 "},{"v":8682,"d":"8,682 "},{"v":856,"d":"856 "},{"v":533,"d":"533 "},{"v":143,"d":"143 "},{"v":876,"d":"876 "},{"v":166,"d":"166 "},{"v":621,"d":"621 "},{"v":118,"d":"118 "},{"v":342,"d":"342 "},{"v":201,"d":"201 "},{"v":400,"d":"400 "},{"v":697,"d":"697 "},{"v":8,"d":"8 "},{"v":549,"d":"549 "},{"v":274,"d":"274 "},{"v":13,"d":"13 "}]
["00_平成24年度",26,9,2,2012,"平成24年度","00","全国",null,{"v":455.373,"d":"455 "},{"v":0,"d":"0 "},{"v":1.742,"d":"2 "},{"v":12.885,"d":"13 "},{"v":1106.906,"d":"1,107 "},{"v":36.356,"d":"36 "},{"v":3.558,"d":"4 "},{"v":0,"d":"0 "},{"v":12582.745,"d":"12,583 "},{"v":3853.371,"d":"3,853 "},{"v":6035.5,"d":"6,036 "},{"v":588.286,"d":"588 "},{"v":125.945,"d":"126 "},{"v":22390.154,"d":"22,390 "},{"v":5074.199,"d":"5,074 "},{"v":76018.558,"d":"76,019 "},{"v":33435.875,"d":"33,436 "},{"v":6844.115,"d":"6,844 "},{"v":2731.536,"d":"2,732 "},{"v":12.494,"d":"12 "},{"v":60438.212,"d":"60,438 "},{"v":183347.923,"d":"183,348 "},{"v":10651.194,"d":"10,651 "},{"v":4841.85,"d":"4,842 "},{"v":2247.669,"d":"2,248 "},{"v":1885.861,"d":"1,886 "},{"v":1168.554,"d":"1,169 "},{"v":15436.684,"d":"15,437 "},{"v":4429.177,"d":"4,429 "},{"v":1433.431,"d":"1,433 "},{"v":17542.7031,"d":"17,543 "},{"v":626.48,"d":"626 "},{"v":25952.059,"d":"25,952 "},{"v":645.806,"d":"646 "},{"v":436.823,"d":"437 "},{"v":5602.046,"d":"5,602 "},{"v":2267.01,"d":"2,267 "},{"v":250.45,"d":"250 "},{"v":1140.332,"d":"1,140 "},{"v":166.767,"d":"167 "},{"v":162.813,"d":"163 "},{"v":141.849,"d":"142 "},{"v":16.071,"d":"16 "},{"v":40.198,"d":"40 "},{"v":5.419,"d":"5 "},{"v":123.315,"d":"123 "},{"v":319.357,"d":"319 "},{"v":577.004,"d":"577 "},{"v":0,"d":"0 "},{"v":44.133,"d":"44 "},{"v":4.069,"d":"4 "},{"v":37.599,"d":"38 "},{"v":33.829,"d":"34 "},{"v":27.087,"d":"27 "},{"v":20.064,"d":"20 "},{"v":4195.764,"d":"4,196 "},{"v":3.598,"d":"4 "},{"v":50.455,"d":"50 "},{"v":22.331,"d":"22 "},{"v":46.083,"d":"46 "},{"v":10.226,"d":"10 "},{"v":392.048,"d":"392 "},{"v":131.2651,"d":"131 "},{"v":108.22,"d":"108 "},{"v":189.268,"d":"189 "},{"v":13.374,"d":"13 "},{"v":256.644,"d":"257 "},{"v":4.303,"d":"4 "},{"v":4029.9237,"d":"4,030 "},{"v":2.854,"d":"3 "},{"v":1584.127,"d":"1,584 "},{"v":22.358,"d":"22 "},{"v":29.769,"d":"30 "},{"v":48.184,"d":"48 "},{"v":2346.843,"d":"2,347 "},{"v":19.021,"d":"19 "},{"v":0,"d":"0 "},{"v":489.538,"d":"490 "},{"v":20.819,"d":"21 "},{"v":685.013,"d":"685 "},{"v":3686.226,"d":"3,686 "},{"v":196.936,"d":"197 "},{"v":4288.94058,"d":"4,289 "},{"v":15.558,"d":"16 "},{"v":167.93,"d":"168 "},{"v":4.996,"d":"5 "},{"v":18.53,"d":"19 "},{"v":12567.939,"d":"12,568 "},{"v":0,"d":"0 "},{"v":2.461,"d":"2 "},{"v":0,"d":"0 "},{"v":119.247,"d":"119 "},{"v":8.556,"d":"9 "},{"v":41.757,"d":"42 "},{"v":214.284,"d":"214 "},{"v":0,"d":"0 "},{"v":1041.699,"d":"1,042 "},{"v":655.9284,"d":"656 "},{"v":60.541,"d":"61 "},{"v":31065.908,"d":"31,066 "},{"v":1529.36,"d":"1,529 "},{"v":25759.318,"d":"25,759 "},{"v":6.247,"d":"6 "},{"v":550.91,"d":"551 "},{"v":436.823,"d":"437 "},{"v":455.373,"d":"455 "},{"v":0,"d":"0 "},{"v":1.742,"d":"2 "},{"v":12.885,"d":"13 "},{"v":1106.906,"d":"1,107 "},{"v":36.356,"d":"36 "},{"v":3.558,"d":"4 "},{"v":0,"d":"0 "},{"v":12582.745,"d":"12,583 "},{"v":3853.371,"d":"3,853 "},{"v":6035.5,"d":"6,036 "},{"v":588.286,"d":"588 "},{"v":125.945,"d":"126 "},{"v":22390.154,"d":"22,390 "},{"v":5074.199,"d":"5,074 "},{"v":76018.558,"d":"76,019 "},{"v":840.607,"d":"841 "},{"v":6844.115,"d":"6,844 "},{"v":2731.536,"d":"2,732 "},{"v":12.494,"d":"12 "},{"v":60438.212,"d":"60,438 "},{"v":183347.923,"d":"183,348 "},{"v":10651.194,"d":"10,651 "},{"v":4841.85,"d":"4,842 "},{"v":2247.669,"d":"2,248 "},{"v":1885.861,"d":"1,886 "},{"v":1168.554,"d":"1,169 "},{"v":15436.684,"d":"15,437 "},{"v":4429.177,"d":"4,429 "},{"v":1433.431,"d":"1,433 "},{"v":17542.7031,"d":"17,543 "},{"v":626.48,"d":"626 "},{"v":186.494,"d":"186 "},{"v":94.896,"d":"95 "},{"v":0,"d":"0 "},{"v":5602.046,"d":"5,602 "},{"v":2267.01,"d":"2,267 "},{"v":250.45,"d":"250 "},{"v":1140.332,"d":"1,140 "},{"v":166.767,"d":"167 "},{"v":162.813,"d":"163 "},{"v":141.849,"d":"142 "},{"v":16.071,"d":"16 "},{"v":40.198,"d":"40 "},{"v":5.419,"d":"5 "},{"v":123.315,"d":"123 "},{"v":319.357,"d":"319 "},{"v":577.004,"d":"577 "},{"v":0,"d":"0 "},{"v":44.133,"d":"44 "},{"v":4.069,"d":"4 "},{"v":37.599,"d":"38 "},{"v":33.829,"d":"34 "},{"v":27.087,"d":"27 "},{"v":20.064,"d":"20 "},{"v":4195.764,"d":"4,196 "},{"v":3.598,"d":"4 "},{"v":50.455,"d":"50 "},{"v":22.331,"d":"22 "},{"v":46.083,"d":"46 "},{"v":10.226,"d":"10 "},{"v":392.048,"d":"392 "},{"v":131.2651,"d":"131 "},{"v":108.22,"d":"108 "},{"v":189.268,"d":"189 "},{"v":13.374,"d":"13 "},{"v":256.644,"d":"257 "},{"v":4.303,"d":"4 "},{"v":4029.9237,"d":"4,030 "},{"v":2.854,"d":"3 "},{"v":1584.127,"d":"1,584 "},{"v":22.358,"d":"22 "},{"v":29.769,"d":"30 "},{"v":48.184,"d":"48 "},{"v":2346.843,"d":"2,347 "},{"v":19.021,"d":"19 "},{"v":0,"d":"0 "},{"v":489.538,"d":"490 "},{"v":20.819,"d":"21 "},{"v":685.013,"d":"685 "},{"v":3686.226,"d":"3,686 "},{"v":196.936,"d":"197 "},{"v":4288.94058,"d":"4,289 "},{"v":15.558,"d":"16 "},{"v":167.93,"d":"168 "},{"v":4.996,"d":"5 "},{"v":18.53,"d":"19 "},{"v":12567.939,"d":"12,568 "},{"v":0,"d":"0 "},{"v":2.461,"d":"2 "},{"v":0,"d":"0 "},{"v":119.247,"d":"119 "},{"v":8.556,"d":"9 "},{"v":41.757,"d":"42 "},{"v":214.284,"d":"214 "},{"v":0,"d":"0 "},{"v":1041.699,"d":"1,042 "},{"v":655.9284,"d":"656 "},{"v":60.541,"d":"61 "},{"v":59348.566,"d":"59,349 "},{"v":455.373,"d":"455 "},{"v":14.627,"d":"15 "},{"v":1106.906,"d":"1,107 "},{"v":39.914,"d":"40 "},{"v":441147.2481,"d":"441,147 "},{"v":5883.436,"d":"5,883 "},{"v":3987.372,"d":"3,987 "},{"v":1223.213,"d":"1,223 "},{"v":4495.238,"d":"4,495 "},{"v":1090.8191,"d":"1,091 "},{"v":4037.0807,"d":"4,037 "},{"v":1684.438,"d":"1,684 "},{"v":2365.864,"d":"2,366 "},{"v":1195.37,"d":"1,195 "},{"v":3883.162,"d":"3,883 "},{"v":4472.42858,"d":"4,472 "},{"v":23.526,"d":"24 "},{"v":12954.244,"d":"12,954 "},{"v":1697.6274,"d":"1,698 "},{"v":60.541,"d":"61 "},{"v":59348.566,"d":"59,349 "},{"v":455.373,"d":"455 "},{"v":14.627,"d":"15 "},{"v":1106.906,"d":"1,107 "},{"v":39.914,"d":"40 "},{"v":473742.5161,"d":"473,743 "},{"v":32636.734,"d":"32,637 "},{"v":3987.372,"d":"3,987 "},{"v":1223.213,"d":"1,223 "},{"v":4495.238,"d":"4,495 "},{"v":1090.8191,"d":"1,091 "},{"v":4037.0807,"d":"4,037 "},{"v":1684.438,"d":"1,684 "},{"v":2365.864,"d":"2,366 "},{"v":1195.37,"d":"1,195 "},{"v":3883.162,"d":"3,883 "},{"v":4472.42858,"d":"4,472 "},{"v":23.526,"d":"24 "},{"v":12954.244,"d":"12,954 "},{"v":1697.6274,"d":"1,698 "},{"v":60.541,"d":"61 "},{"v":0,"d":"0 "},{"v":60,"d":"60 "},{"v":0,"d":"0 "},{"v":1,"d":"1 "},{"v":3,"d":"3 "},{"v":57,"d":"57 "},{"v":10,"d":"10 "},{"v":1,"d":"1 "},{"v":1,"d":"1 "},{"v":1273,"d":"1,273 "},{"v":310,"d":"310 "},{"v":284,"d":"284 "},{"v":59,"d":"59 "},{"v":26,"d":"26 "},{"v":375,"d":"375 "},{"v":220,"d":"220 "},{"v":1142,"d":"1,142 "},{"v":150,"d":"150 "},{"v":664,"d":"664 "},{"v":147,"d":"147 "},{"v":2,"d":"2 "},{"v":513,"d":"513 "},{"v":487,"d":"487 "},{"v":340,"d":"340 "},{"v":420,"d":"420 "},{"v":188,"d":"188 "},{"v":207,"d":"207 "},{"v":96,"d":"96 "},{"v":526,"d":"526 "},{"v":290,"d":"290 "},{"v":112,"d":"112 "},{"v":955,"d":"955 "},{"v":74,"d":"74 "},{"v":246,"d":"246 "},{"v":32,"d":"32 "},{"v":142,"d":"142 "},{"v":459,"d":"459 "},{"v":287,"d":"287 "},{"v":29,"d":"29 "},{"v":149,"d":"149 "},{"v":14,"d":"14 "},{"v":30,"d":"30 "},{"v":23,"d":"23 "},{"v":3,"d":"3 "},{"v":11,"d":"11 "},{"v":1,"d":"1 "},{"v":22,"d":"22 "},{"v":61,"d":"61 "},{"v":50,"d":"50 "},{"v":0,"d":"0 "},{"v":10,"d":"10 "},{"v":1,"d":"1 "},{"v":9,"d":"9 "},{"v":3,"d":"3 "},{"v":6,"d":"6 "},{"v":5,"d":"5 "},{"v":881,"d":"881 "},{"v":1,"d":"1 "},{"v":14,"d":"14 "},{"v":5,"d":"5 "},{"v":13,"d":"13 "},{"v":3,"d":"3 "},{"v":60,"d":"60 "},{"v":8,"d":"8 "},{"v":23,"d":"23 "},{"v":33,"d":"33 "},{"v":3,"d":"3 "},{"v":52,"d":"52 "},{"v":1,"d":"1 "},{"v":651,"d":"651 "},{"v":1,"d":"1 "},{"v":102,"d":"102 "},{"v":5,"d":"5 "},{"v":4,"d":"4 "},{"v":10,"d":"10 "},{"v":374,"d":"374 "},{"v":6,"d":"6 "},{"v":0,"d":"0 "},{"v":97,"d":"97 "},{"v":5,"d":"5 "},{"v":94,"d":"94 "},{"v":367,"d":"367 "},{"v":34,"d":"34 "},{"v":701,"d":"701 "},{"v":2,"d":"2 "},{"v":35,"d":"35 "},{"v":2,"d":"2 "},{"v":3,"d":"3 "},{"v":527,"d":"527 "},{"v":0,"d":"0 "},{"v":1,"d":"1 "},{"v":0,"d":"0 "},{"v":9,"d":"9 "},{"v":1,"d":"1 "},{"v":5,"d":"5 "},{"v":36,"d":"36 "},{"v":0,"d":"0 "},{"v":145,"d":"145 "},{"v":113,"d":"113 "},{"v":11,"d":"11 "},{"v":34,"d":"34 "},{"v":4,"d":"4 "},{"v":224,"d":"224 "},{"v":1,"d":"1 "},{"v":22,"d":"22 "},{"v":142,"d":"142 "},{"v":60,"d":"60 "},{"v":0,"d":"0 "},{"v":1,"d":"1 "},{"v":3,"d":"3 "},{"v":57,"d":"57 "},{"v":10,"d":"10 "},{"v":1,"d":"1 "},{"v":1,"d":"1 "},{"v":1273,"d":"1,273 "},{"v":310,"d":"310 "},{"v":284,"d":"284 "},{"v":59,"d":"59 "},{"v":26,"d":"26 "},{"v":375,"d":"375 "},{"v":220,"d":"220 "},{"v":1142,"d":"1,142 "},{"v":112,"d":"112 "},{"v":664,"d":"664 "},{"v":147,"d":"147 "},{"v":2,"d":"2 "},{"v":513,"d":"513 "},{"v":487,"d":"487 "},{"v":340,"d":"340 "},{"v":420,"d":"420 "},{"v":188,"d":"188 "},{"v":207,"d":"207 "},{"v":96,"d":"96 "},{"v":526,"d":"526 "},{"v":290,"d":"290 "},{"v":112,"d":"112 "},{"v":955,"d":"955 "},{"v":74,"d":"74 "},{"v":21,"d":"21 "},{"v":10,"d":"10 "},{"v":0,"d":"0 "},{"v":459,"d":"459 "},{"v":287,"d":"287 "},{"v":29,"d":"29 "},{"v":149,"d":"149 "},{"v":14,"d":"14 "},{"v":30,"d":"30 "},{"v":23,"d":"23 "},{"v":3,"d":"3 "},{"v":11,"d":"11 "},{"v":1,"d":"1 "},{"v":22,"d":"22 "},{"v":61,"d":"61 "},{"v":50,"d":"50 "},{"v":0,"d":"0 "},{"v":10,"d":"10 "},{"v":1,"d":"1 "},{"v":9,"d":"9 "},{"v":3,"d":"3 "},{"v":6,"d":"6 "},{"v":5,"d":"5 "},{"v":881,"d":"881 "},{"v":1,"d":"1 "},{"v":14,"d":"14 "},{"v":5,"d":"5 "},{"v":13,"d":"13 "},{"v":3,"d":"3 "},{"v":60,"d":"60 "},{"v":8,"d":"8 "},{"v":23,"d":"23 "},{"v":33,"d":"33 "},{"v":3,"d":"3 "},{"v":52,"d":"52 "},{"v":1,"d":"1 "},{"v":651,"d":"651 "},{"v":1,"d":"1 "},{"v":102,"d":"102 "},{"v":5,"d":"5 "},{"v":4,"d":"4 "},{"v":10,"d":"10 "},{"v":374,"d":"374 "},{"v":6,"d":"6 "},{"v":0,"d":"0 "},{"v":97,"d":"97 "},{"v":5,"d":"5 "},{"v":94,"d":"94 "},{"v":367,"d":"367 "},{"v":34,"d":"34 "},{"v":701,"d":"701 "},{"v":2,"d":"2 "},{"v":35,"d":"35 "},{"v":2,"d":"2 "},{"v":3,"d":"3 "},{"v":527,"d":"527 "},{"v":0,"d":"0 "},{"v":1,"d":"1 "},{"v":0,"d":"0 "},{"v":9,"d":"9 "},{"v":1,"d":"1 "},{"v":5,"d":"5 "},{"v":36,"d":"36 "},{"v":0,"d":"0 "},{"v":145,"d":"145 "},{"v":113,"d":"113 "},{"v":11,"d":"11 "},{"v":427,"d":"427 "},{"v":60,"d":"60 "},{"v":4,"d":"4 "},{"v":57,"d":"57 "},{"v":12,"d":"12 "},{"v":8822,"d":"8,822 "},{"v":490,"d":"490 "},{"v":509,"d":"509 "},{"v":171,"d":"171 "},{"v":951,"d":"951 "},{"v":179,"d":"179 "},{"v":653,"d":"653 "},{"v":121,"d":"121 "},{"v":380,"d":"380 "},{"v":196,"d":"196 "},{"v":401,"d":"401 "},{"v":738,"d":"738 "},{"v":5,"d":"5 "},{"v":579,"d":"579 "},{"v":258,"d":"258 "},{"v":11,"d":"11 "},{"v":427,"d":"427 "},{"v":60,"d":"60 "},{"v":4,"d":"4 "},{"v":57,"d":"57 "},{"v":12,"d":"12 "},{"v":8860,"d":"8,860 "},{"v":879,"d":"879 "},{"v":509,"d":"509 "},{"v":171,"d":"171 "},{"v":951,"d":"951 "},{"v":179,"d":"179 "},{"v":653,"d":"653 "},{"v":121,"d":"121 "},{"v":380,"d":"380 "},{"v":196,"d":"196 "},{"v":401,"d":"401 "},{"v":738,"d":"738 "},{"v":5,"d":"5 "},{"v":579,"d":"579 "},{"v":258,"d":"258 "},{"v":11,"d":"11 "}]
["00_平成25年度",27,10,2,2013,"平成25年度","00","全国",null,{"v":514.679,"d":"515 "},{"v":0,"d":"0 "},{"v":0,"d":"0 "},{"v":8.561,"d":"9 "},{"v":1162.923,"d":"1,163 "},{"v":43.261,"d":"43 "},{"v":0,"d":"0 "},{"v":0,"d":"0 "},{"v":13044.77,"d":"13,045 "},{"v":3934.328,"d":"3,934 "},{"v":6448.037,"d":"6,448 "},{"v":703.244,"d":"703 "},{"v":132.298,"d":"132 "},{"v":27003.798,"d":"27,004 "},{"v":2086.869,"d":"2,087 "},{"v":78000.844,"d":"78,001 "},{"v":33940.702,"d":"33,941 "},{"v":7375.4597,"d":"7,375 "},{"v":2890.444,"d":"2,890 "},{"v":12.53,"d":"13 "},{"v":62808.503,"d":"62,809 "},{"v":197755.63,"d":"197,756 "},{"v":10515.361,"d":"10,515 "},{"v":5134.537,"d":"5,135 "},{"v":2561.91,"d":"2,562 "},{"v":2068.121,"d":"2,068 "},{"v":1468.071,"d":"1,468 "},{"v":16978.343,"d":"16,978 "},{"v":4987.058,"d":"4,987 "},{"v":811.248,"d":"811 "},{"v":18792.2774,"d":"18,792 "},{"v":671.598,"d":"672 "},{"v":27266.324,"d":"27,266 "},{"v":714.427,"d":"714 "},{"v":678.223,"d":"678 "},{"v":5797.0044,"d":"5,797 "},{"v":2470.58,"d":"2,471 "},{"v":289.283,"d":"289 "},{"v":1247.992,"d":"1,248 "},{"v":183.33,"d":"183 "},{"v":161.654,"d":"162 "},{"v":26.745,"d":"27 "},{"v":4.164,"d":"4 "},{"v":59.528,"d":"60 "},{"v":4.898,"d":"5 "},{"v":78.839,"d":"79 "},{"v":362.895,"d":"363 "},{"v":578.643,"d":"579 "},{"v":20.05,"d":"20 "},{"v":48.218,"d":"48 "},{"v":0,"d":"0 "},{"v":38.82,"d":"39 "},{"v":39.415,"d":"39 "},{"v":31.448,"d":"31 "},{"v":22.719,"d":"23 "},{"v":4428.993343,"d":"4,429 "},{"v":0,"d":"0 "},{"v":56.687,"d":"57 "},{"v":22.635,"d":"23 "},{"v":41.002,"d":"41 "},{"v":15.466,"d":"15 "},{"v":351.988,"d":"352 "},{"v":50.1984,"d":"50 "},{"v":121.403,"d":"121 "},{"v":195.344,"d":"195 "},{"v":13.835,"d":"14 "},{"v":275.779,"d":"276 "},{"v":4.856,"d":"5 "},{"v":4550.2572,"d":"4,550 "},{"v":0,"d":"0 "},{"v":1673.33,"d":"1,673 "},{"v":22.936,"d":"23 "},{"v":25.603,"d":"26 "},{"v":55.196,"d":"55 "},{"v":2515.008,"d":"2,515 "},{"v":13.466,"d":"13 "},{"v":0,"d":"0 "},{"v":439.021,"d":"439 "},{"v":21.617,"d":"22 "},{"v":787.814,"d":"788 "},{"v":4095.01,"d":"4,095 "},{"v":235.917,"d":"236 "},{"v":4749.601,"d":"4,750 "},{"v":3.933,"d":"4 "},{"v":59.073,"d":"59 "},{"v":2.611,"d":"3 "},{"v":15.49,"d":"15 "},{"v":14158.127502,"d":"14,158 "},{"v":0,"d":"0 "},{"v":2.793,"d":"3 "},{"v":0,"d":"0 "},{"v":116.045,"d":"116 "},{"v":10.096,"d":"10 "},{"v":45.003,"d":"45 "},{"v":227.846,"d":"228 "},{"v":0,"d":"0 "},{"v":1173.495,"d":"1,173 "},{"v":460.606,"d":"461 "},{"v":54.909,"d":"55 "},{"v":30757.892,"d":"30,758 "},{"v":1569.395,"d":"1,569 "},{"v":27080.668,"d":"27,081 "},{"v":0,"d":"0 "},{"v":614.149,"d":"614 "},{"v":678.223,"d":"678 "},{"v":514.679,"d":"515 "},{"v":0,"d":"0 "},{"v":0,"d":"0 "},{"v":8.561,"d":"9 "},{"v":1162.923,"d":"1,163 "},{"v":43.261,"d":"43 "},{"v":0,"d":"0 "},{"v":0,"d":"0 "},{"v":13044.77,"d":"13,045 "},{"v":3934.328,"d":"3,934 "},{"v":6448.037,"d":"6,448 "},{"v":703.244,"d":"703 "},{"v":132.298,"d":"132 "},{"v":27003.798,"d":"27,004 "},{"v":2086.869,"d":"2,087 "},{"v":78000.844,"d":"78,001 "},{"v":1613.415,"d":"1,613 "},{"v":7375.4597,"d":"7,375 "},{"v":2890.444,"d":"2,890 "},{"v":12.53,"d":"13 "},{"v":62808.503,"d":"62,809 "},{"v":197755.63,"d":"197,756 "},{"v":10515.361,"d":"10,515 "},{"v":5134.537,"d":"5,135 "},{"v":2561.91,"d":"2,562 "},{"v":2068.121,"d":"2,068 "},{"v":1468.071,"d":"1,468 "},{"v":16978.343,"d":"16,978 "},{"v":4987.058,"d":"4,987 "},{"v":811.248,"d":"811 "},{"v":18792.2774,"d":"18,792 "},{"v":671.598,"d":"672 "},{"v":185.656,"d":"186 "},{"v":100.278,"d":"100 "},{"v":0,"d":"0 "},{"v":5797.0044,"d":"5,797 "},{"v":2470.58,"d":"2,471 "},{"v":289.283,"d":"289 "},{"v":1247.992,"d":"1,248 "},{"v":183.33,"d":"183 "},{"v":161.654,"d":"162 "},{"v":26.745,"d":"27 "},{"v":4.164,"d":"4 "},{"v":59.528,"d":"60 "},{"v":4.898,"d":"5 "},{"v":78.839,"d":"79 "},{"v":362.895,"d":"363 "},{"v":578.643,"d":"579 "},{"v":20.05,"d":"20 "},{"v":48.218,"d":"48 "},{"v":0,"d":"0 "},{"v":38.82,"d":"39 "},{"v":39.415,"d":"39 "},{"v":31.448,"d":"31 "},{"v":22.719,"d":"23 "},{"v":4428.993343,"d":"4,429 "},{"v":0,"d":"0 "},{"v":56.687,"d":"57 "},{"v":22.635,"d":"23 "},{"v":41.002,"d":"41 "},{"v":15.466,"d":"15 "},{"v":351.988,"d":"352 "},{"v":50.1984,"d":"50 "},{"v":121.403,"d":"121 "},{"v":195.344,"d":"195 "},{"v":13.835,"d":"14 "},{"v":275.779,"d":"276 "},{"v":4.856,"d":"5 "},{"v":4550.2572,"d":"4,550 "},{"v":0,"d":"0 "},{"v":1673.33,"d":"1,673 "},{"v":22.936,"d":"23 "},{"v":25.603,"d":"26 "},{"v":55.196,"d":"55 "},{"v":2515.008,"d":"2,515 "},{"v":13.466,"d":"13 "},{"v":0,"d":"0 "},{"v":439.021,"d":"439 "},{"v":21.617,"d":"22 "},{"v":787.814,"d":"788 "},{"v":4095.01,"d":"4,095 "},{"v":235.917,"d":"236 "},{"v":4749.601,"d":"4,750 "},{"v":3.933,"d":"4 "},{"v":59.073,"d":"59 "},{"v":2.611,"d":"3 "},{"v":15.49,"d":"15 "},{"v":14158.127502,"d":"14,158 "},{"v":0,"d":"0 "},{"v":2.793,"d":"3 "},{"v":0,"d":"0 "},{"v":116.045,"d":"116 "},{"v":10.096,"d":"10 "},{"v":45.003,"d":"45 "},{"v":227.846,"d":"228 "},{"v":0,"d":"0 "},{"v":1173.495,"d":"1,173 "},{"v":460.606,"d":"461 "},{"v":54.909,"d":"55 "},{"v":60700.327,"d":"60,700 "},{"v":514.679,"d":"515 "},{"v":8.561,"d":"9 "},{"v":1162.923,"d":"1,163 "},{"v":43.261,"d":"43 "},{"v":467798.6941,"d":"467,799 "},{"v":6082.9384,"d":"6,083 "},{"v":4352.839,"d":"4,353 "},{"v":1135.762,"d":"1,136 "},{"v":4745.403343,"d":"4,745 "},{"v":1008.5474,"d":"1,009 "},{"v":4555.1132,"d":"4,555 "},{"v":1777.065,"d":"1,777 "},{"v":2528.474,"d":"2,528 "},{"v":1248.452,"d":"1,248 "},{"v":4330.927,"d":"4,331 "},{"v":4812.607,"d":"4,813 "},{"v":18.101,"d":"18 "},{"v":14559.910502,"d":"14,560 "},{"v":1634.101,"d":"1,634 "},{"v":54.909,"d":"55 "},{"v":60700.327,"d":"60,700 "},{"v":514.679,"d":"515 "},{"v":8.561,"d":"9 "},{"v":1162.923,"d":"1,163 "},{"v":43.261,"d":"43 "},{"v":500125.9811,"d":"500,126 "},{"v":34455.9784,"d":"34,456 "},{"v":4352.839,"d":"4,353 "},{"v":1135.762,"d":"1,136 "},{"v":4745.403343,"d":"4,745 "},{"v":1008.5474,"d":"1,009 "},{"v":4555.1132,"d":"4,555 "},{"v":1777.065,"d":"1,777 "},{"v":2528.474,"d":"2,528 "},{"v":1248.452,"d":"1,248 "},{"v":4330.927,"d":"4,331 "},{"v":4812.607,"d":"4,813 "},{"v":18.101,"d":"18 "},{"v":14559.910502,"d":"14,560 "},{"v":1634.101,"d":"1,634 "},{"v":54.909,"d":"55 "},{"v":0,"d":"0 "},{"v":67,"d":"67 "},{"v":0,"d":"0 "},{"v":0,"d":"0 "},{"v":2,"d":"2 "},{"v":61,"d":"61 "},{"v":10,"d":"10 "},{"v":0,"d":"0 "},{"v":0,"d":"0 "},{"v":1266,"d":"1,266 "},{"v":308,"d":"308 "},{"v":278,"d":"278 "},{"v":61,"d":"61 "},{"v":25,"d":"25 "},{"v":387,"d":"387 "},{"v":213,"d":"213 "},{"v":1141,"d":"1,141 "},{"v":164,"d":"164 "},{"v":670,"d":"670 "},{"v":148,"d":"148 "},{"v":2,"d":"2 "},{"v":516,"d":"516 "},{"v":474,"d":"474 "},{"v":336,"d":"336 "},{"v":421,"d":"421 "},{"v":195,"d":"195 "},{"v":208,"d":"208 "},{"v":110,"d":"110 "},{"v":545,"d":"545 "},{"v":305,"d":"305 "},{"v":82,"d":"82 "},{"v":978,"d":"978 "},{"v":74,"d":"74 "},{"v":249,"d":"249 "},{"v":32,"d":"32 "},{"v":132,"d":"132 "},{"v":457,"d":"457 "},{"v":277,"d":"277 "},{"v":27,"d":"27 "},{"v":150,"d":"150 "},{"v":13,"d":"13 "},{"v":28,"d":"28 "},{"v":6,"d":"6 "},{"v":1,"d":"1 "},{"v":13,"d":"13 "},{"v":1,"d":"1 "},{"v":13,"d":"13 "},{"v":74,"d":"74 "},{"v":40,"d":"40 "},{"v":3,"d":"3 "},{"v":10,"d":"10 "},{"v":0,"d":"0 "},{"v":9,"d":"9 "},{"v":4,"d":"4 "},{"v":7,"d":"7 "},{"v":5,"d":"5 "},{"v":844,"d":"844 "},{"v":0,"d":"0 "},{"v":14,"d":"14 "},{"v":5,"d":"5 "},{"v":12,"d":"12 "},{"v":4,"d":"4 "},{"v":54,"d":"54 "},{"v":7,"d":"7 "},{"v":19,"d":"19 "},{"v":33,"d":"33 "},{"v":3,"d":"3 "},{"v":48,"d":"48 "},{"v":1,"d":"1 "},{"v":668,"d":"668 "},{"v":0,"d":"0 "},{"v":105,"d":"105 "},{"v":5,"d":"5 "},{"v":2,"d":"2 "},{"v":10,"d":"10 "},{"v":376,"d":"376 "},{"v":4,"d":"4 "},{"v":0,"d":"0 "},{"v":86,"d":"86 "},{"v":5,"d":"5 "},{"v":102,"d":"102 "},{"v":367,"d":"367 "},{"v":40,"d":"40 "},{"v":713,"d":"713 "},{"v":1,"d":"1 "},{"v":12,"d":"12 "},{"v":1,"d":"1 "},{"v":2,"d":"2 "},{"v":538,"d":"538 "},{"v":0,"d":"0 "},{"v":1,"d":"1 "},{"v":0,"d":"0 "},{"v":10,"d":"10 "},{"v":1,"d":"1 "},{"v":5,"d":"5 "},{"v":35,"d":"35 "},{"v":0,"d":"0 "},{"v":154,"d":"154 "},{"v":82,"d":"82 "},{"v":9,"d":"9 "},{"v":34,"d":"34 "},{"v":3,"d":"3 "},{"v":228,"d":"228 "},{"v":0,"d":"0 "},{"v":22,"d":"22 "},{"v":132,"d":"132 "},{"v":67,"d":"67 "},{"v":0,"d":"0 "},{"v":0,"d":"0 "},{"v":2,"d":"2 "},{"v":61,"d":"61 "},{"v":10,"d":"10 "},{"v":0,"d":"0 "},{"v":0,"d":"0 "},{"v":1266,"d":"1,266 "},{"v":308,"d":"308 "},{"v":278,"d":"278 "},{"v":61,"d":"61 "},{"v":25,"d":"25 "},{"v":387,"d":"387 "},{"v":213,"d":"213 "},{"v":1141,"d":"1,141 "},{"v":127,"d":"127 "},{"v":670,"d":"670 "},{"v":148,"d":"148 "},{"v":2,"d":"2 "},{"v":516,"d":"516 "},{"v":474,"d":"474 "},{"v":336,"d":"336 "},{"v":421,"d":"421 "},{"v":195,"d":"195 "},{"v":208,"d":"208 "},{"v":110,"d":"110 "},{"v":545,"d":"545 "},{"v":305,"d":"305 "},{"v":82,"d":"82 "},{"v":978,"d":"978 "},{"v":74,"d":"74 "},{"v":21,"d":"21 "},{"v":10,"d":"10 "},{"v":0,"d":"0 "},{"v":457,"d":"457 "},{"v":277,"d":"277 "},{"v":27,"d":"27 "},{"v":150,"d":"150 "},{"v":13,"d":"13 "},{"v":28,"d":"28 "},{"v":6,"d":"6 "},{"v":1,"d":"1 "},{"v":13,"d":"13 "},{"v":1,"d":"1 "},{"v":13,"d":"13 "},{"v":74,"d":"74 "},{"v":40,"d":"40 "},{"v":3,"d":"3 "},{"v":10,"d":"10 "},{"v":0,"d":"0 "},{"v":9,"d":"9 "},{"v":4,"d":"4 "},{"v":7,"d":"7 "},{"v":5,"d":"5 "},{"v":844,"d":"844 "},{"v":0,"d":"0 "},{"v":14,"d":"14 "},{"v":5,"d":"5 "},{"v":12,"d":"12 "},{"v":4,"d":"4 "},{"v":54,"d":"54 "},{"v":7,"d":"7 "},{"v":19,"d":"19 "},{"v":33,"d":"33 "},{"v":3,"d":"3 "},{"v":48,"d":"48 "},{"v":1,"d":"1 "},{"v":668,"d":"668 "},{"v":0,"d":"0 "},{"v":105,"d":"105 "},{"v":5,"d":"5 "},{"v":2,"d":"2 "},{"v":10,"d":"10 "},{"v":376,"d":"376 "},{"v":4,"d":"4 "},{"v":0,"d":"0 "},{"v":86,"d":"86 "},{"v":5,"d":"5 "},{"v":102,"d":"102 "},{"v":367,"d":"367 "},{"v":40,"d":"40 "},{"v":713,"d":"713 "},{"v":1,"d":"1 "},{"v":12,"d":"12 "},{"v":1,"d":"1 "},{"v":2,"d":"2 "},{"v":538,"d":"538 "},{"v":0,"d":"0 "},{"v":1,"d":"1 "},{"v":0,"d":"0 "},{"v":10,"d":"10 "},{"v":1,"d":"1 "},{"v":5,"d":"5 "},{"v":35,"d":"35 "},{"v":0,"d":"0 "},{"v":154,"d":"154 "},{"v":82,"d":"82 "},{"v":9,"d":"9 "},{"v":419,"d":"419 "},{"v":67,"d":"67 "},{"v":2,"d":"2 "},{"v":61,"d":"61 "},{"v":10,"d":"10 "},{"v":8870,"d":"8,870 "},{"v":488,"d":"488 "},{"v":495,"d":"495 "},{"v":151,"d":"151 "},{"v":914,"d":"914 "},{"v":164,"d":"164 "},{"v":669,"d":"669 "},{"v":122,"d":"122 "},{"v":380,"d":"380 "},{"v":193,"d":"193 "},{"v":407,"d":"407 "},{"v":726,"d":"726 "},{"v":3,"d":"3 "},{"v":590,"d":"590 "},{"v":236,"d":"236 "},{"v":9,"d":"9 "},{"v":419,"d":"419 "},{"v":67,"d":"67 "},{"v":2,"d":"2 "},{"v":61,"d":"61 "},{"v":10,"d":"10 "},{"v":8907,"d":"8,907 "},{"v":870,"d":"870 "},{"v":495,"d":"495 "},{"v":151,"d":"151 "},{"v":914,"d":"914 "},{"v":164,"d":"164 "},{"v":669,"d":"669 "},{"v":122,"d":"122 "},{"v":380,"d":"380 "},{"v":193,"d":"193 "},{"v":407,"d":"407 "},{"v":726,"d":"726 "},{"v":3,"d":"3 "},{"v":590,"d":"590 "},{"v":236,"d":"236 "},{"v":9,"d":"9 "}]
["00_平成26年度",28,11,2,2014,"平成26年度","00","全国",null,{"v":508.991,"d":"509 "},{"v":0,"d":"0 "},{"v":0,"d":"0 "},{"v":9.584,"d":"10 "},{"v":1156.58,"d":"1,157 "},{"v":49.013,"d":"49 "},{"v":0,"d":"0 "},{"v":0,"d":"0 "},{"v":13276.79,"d":"13,277 "},{"v":3898.53,"d":"3,899 "},{"v":6305.215,"d":"6,305 "},{"v":592.698,"d":"593 "},{"v":142.674,"d":"143 "},{"v":26258.338,"d":"26,258 "},{"v":1843.025,"d":"1,843 "},{"v":76673.139,"d":"76,673 "},{"v":32928.986,"d":"32,929 "},{"v":7249.45,"d":"7,249 "},{"v":2830.093,"d":"2,830 "},{"v":9.75,"d":"10 "},{"v":61139.358,"d":"61,139 "},{"v":204405.844,"d":"204,406 "},{"v":11534.5884,"d":"11,535 "},{"v":4531.992,"d":"4,532 "},{"v":2654.883,"d":"2,655 "},{"v":2029.6014,"d":"2,030 "},{"v":1419.148,"d":"1,419 "},{"v":15999.737,"d":"16,000 "},{"v":5020.986,"d":"5,021 "},{"v":745.273,"d":"745 "},{"v":18535.967,"d":"18,536 "},{"v":709.676,"d":"710 "},{"v":26173.07,"d":"26,173 "},{"v":765.142,"d":"765 "},{"v":627.248,"d":"627 "},{"v":5688.4434,"d":"5,688 "},{"v":2506.363,"d":"2,506 "},{"v":283.481,"d":"283 "},{"v":1160.619,"d":"1,161 "},{"v":114.641,"d":"115 "},{"v":182.2,"d":"182 "},{"v":33.614,"d":"34 "},{"v":3.918,"d":"4 "},{"v":74.013,"d":"74 "},{"v":4.666,"d":"5 "},{"v":107.987,"d":"108 "},{"v":397.335,"d":"397 "},{"v":599.757,"d":"600 "},{"v":34.9,"d":"35 "},{"v":38.028,"d":"38 "},{"v":0,"d":"0 "},{"v":48.647,"d":"49 "},{"v":125.89,"d":"126 "},{"v":32.854,"d":"33 "},{"v":14.567,"d":"15 "},{"v":4142.967,"d":"4,143 "},{"v":0,"d":"0 "},{"v":42.642,"d":"43 "},{"v":23.279,"d":"23 "},{"v":35.899,"d":"36 "},{"v":10.864,"d":"11 "},{"v":432.997,"d":"433 "},{"v":44.8973,"d":"45 "},{"v":102.455,"d":"102 "},{"v":190.004,"d":"190 "},{"v":11.904,"d":"12 "},{"v":262.207,"d":"262 "},{"v":4.915,"d":"5 "},{"v":4353.159,"d":"4,353 "},{"v":0,"d":"0 "},{"v":1802.188,"d":"1,802 "},{"v":21.328,"d":"21 "},{"v":24.701,"d":"25 "},{"v":58.26,"d":"58 "},{"v":2454.8069,"d":"2,455 "},{"v":6.616,"d":"7 "},{"v":0,"d":"0 "},{"v":513.696,"d":"514 "},{"v":26.481,"d":"26 "},{"v":746.898,"d":"747 "},{"v":3987.059,"d":"3,987 "},{"v":259.555,"d":"260 "},{"v":4933.672,"d":"4,934 "},{"v":3.699,"d":"4 "},{"v":46.691,"d":"47 "},{"v":2.839,"d":"3 "},{"v":23.369,"d":"23 "},{"v":14278.84887,"d":"14,279 "},{"v":0,"d":"0 "},{"v":3.489,"d":"3 "},{"v":0,"d":"0 "},{"v":122.048,"d":"122 "},{"v":8.053,"d":"8 "},{"v":41.433,"d":"41 "},{"v":231.336,"d":"231 "},{"v":0,"d":"0 "},{"v":1131.574,"d":"1,132 "},{"v":452.9733,"d":"453 "},{"v":47.855,"d":"48 "},{"v":29649.157,"d":"29,649 "},{"v":1605.12,"d":"1,605 "},{"v":26039.299,"d":"26,039 "},{"v":0,"d":"0 "},{"v":664.338,"d":"664 "},{"v":627.248,"d":"627 "},{"v":508.991,"d":"509 "},{"v":0,"d":"0 "},{"v":0,"d":"0 "},{"v":9.584,"d":"10 "},{"v":1156.58,"d":"1,157 "},{"v":49.013,"d":"49 "},{"v":0,"d":"0 "},{"v":0,"d":"0 "},{"v":13276.79,"d":"13,277 "},{"v":3898.53,"d":"3,899 "},{"v":6305.215,"d":"6,305 "},{"v":592.698,"d":"593 "},{"v":142.674,"d":"143 "},{"v":26258.338,"d":"26,258 "},{"v":1843.025,"d":"1,843 "},{"v":76673.139,"d":"76,673 "},{"v":1674.709,"d":"1,675 "},{"v":7249.45,"d":"7,249 "},{"v":2830.093,"d":"2,830 "},{"v":9.75,"d":"10 "},{"v":61139.358,"d":"61,139 "},{"v":204405.844,"d":"204,406 "},{"v":11534.5884,"d":"11,535 "},{"v":4531.992,"d":"4,532 "},{"v":2654.883,"d":"2,655 "},{"v":2029.6014,"d":"2,030 "},{"v":1419.148,"d":"1,419 "},{"v":15999.737,"d":"16,000 "},{"v":5020.986,"d":"5,021 "},{"v":745.273,"d":"745 "},{"v":18535.967,"d":"18,536 "},{"v":709.676,"d":"710 "},{"v":133.771,"d":"134 "},{"v":100.804,"d":"101 "},{"v":0,"d":"0 "},{"v":5688.4434,"d":"5,688 "},{"v":2506.363,"d":"2,506 "},{"v":283.481,"d":"283 "},{"v":1160.619,"d":"1,161 "},{"v":114.641,"d":"115 "},{"v":182.2,"d":"182 "},{"v":33.614,"d":"34 "},{"v":3.918,"d":"4 "},{"v":74.013,"d":"74 "},{"v":4.666,"d":"5 "},{"v":107.987,"d":"108 "},{"v":397.335,"d":"397 "},{"v":599.757,"d":"600 "},{"v":34.9,"d":"35 "},{"v":38.028,"d":"38 "},{"v":0,"d":"0 "},{"v":48.647,"d":"49 "},{"v":125.89,"d":"126 "},{"v":32.854,"d":"33 "},{"v":14.567,"d":"15 "},{"v":4142.967,"d":"4,143 "},{"v":0,"d":"0 "},{"v":42.642,"d":"43 "},{"v":23.279,"d":"23 "},{"v":35.899,"d":"36 "},{"v":10.864,"d":"11 "},{"v":432.997,"d":"433 "},{"v":44.8973,"d":"45 "},{"v":102.455,"d":"102 "},{"v":190.004,"d":"190 "},{"v":11.904,"d":"12 "},{"v":262.207,"d":"262 "},{"v":4.915,"d":"5 "},{"v":4353.159,"d":"4,353 "},{"v":0,"d":"0 "},{"v":1802.188,"d":"1,802 "},{"v":21.328,"d":"21 "},{"v":24.701,"d":"25 "},{"v":58.26,"d":"58 "},{"v":2454.8069,"d":"2,455 "},{"v":6.616,"d":"7 "},{"v":0,"d":"0 "},{"v":513.696,"d":"514 "},{"v":26.481,"d":"26 "},{"v":746.898,"d":"747 "},{"v":3987.059,"d":"3,987 "},{"v":259.555,"d":"260 "},{"v":4933.672,"d":"4,934 "},{"v":3.699,"d":"4 "},{"v":46.691,"d":"47 "},{"v":2.839,"d":"3 "},{"v":23.369,"d":"23 "},{"v":14278.84887,"d":"14,279 "},{"v":0,"d":"0 "},{"v":3.489,"d":"3 "},{"v":0,"d":"0 "},{"v":122.048,"d":"122 "},{"v":8.053,"d":"8 "},{"v":41.433,"d":"41 "},{"v":231.336,"d":"231 "},{"v":0,"d":"0 "},{"v":1131.574,"d":"1,132 "},{"v":452.9733,"d":"453 "},{"v":47.855,"d":"48 "},{"v":58585.162,"d":"58,585 "},{"v":508.991,"d":"509 "},{"v":9.584,"d":"10 "},{"v":1156.58,"d":"1,157 "},{"v":49.013,"d":"49 "},{"v":469481.4648,"d":"469,481 "},{"v":5923.0184,"d":"5,923 "},{"v":4247.304,"d":"4,247 "},{"v":1256.19,"d":"1,256 "},{"v":4515.637,"d":"4,516 "},{"v":1044.4643,"d":"1,044 "},{"v":4358.074,"d":"4,358 "},{"v":1906.477,"d":"1,906 "},{"v":2461.4229,"d":"2,461 "},{"v":1287.075,"d":"1,287 "},{"v":4246.614,"d":"4,247 "},{"v":4984.062,"d":"4,984 "},{"v":26.208,"d":"26 "},{"v":14685.20787,"d":"14,685 "},{"v":1584.5473,"d":"1,585 "},{"v":47.855,"d":"48 "},{"v":58585.162,"d":"58,585 "},{"v":508.991,"d":"509 "},{"v":9.584,"d":"10 "},{"v":1156.58,"d":"1,157 "},{"v":49.013,"d":"49 "},{"v":500735.7418,"d":"500,736 "},{"v":33253.9034,"d":"33,254 "},{"v":4247.304,"d":"4,247 "},{"v":1256.19,"d":"1,256 "},{"v":4515.637,"d":"4,516 "},{"v":1044.4643,"d":"1,044 "},{"v":4358.074,"d":"4,358 "},{"v":1906.477,"d":"1,906 "},{"v":2461.4229,"d":"2,461 "},{"v":1287.075,"d":"1,287 "},{"v":4246.614,"d":"4,247 "},{"v":4984.062,"d":"4,984 "},{"v":26.208,"d":"26 "},{"v":14685.20787,"d":"14,685 "},{"v":1584.5473,"d":"1,585 "},{"v":47.855,"d":"48 "},{"v":0,"d":"0 "},{"v":70,"d":"70 "},{"v":0,"d":"0 "},{"v":0,"d":"0 "},{"v":2,"d":"2 "},{"v":63,"d":"63 "},{"v":10,"d":"10 "},{"v":0,"d":"0 "},{"v":0,"d":"0 "},{"v":1304,"d":"1,304 "},{"v":311,"d":"311 "},{"v":281,"d":"281 "},{"v":57,"d":"57 "},{"v":28,"d":"28 "},{"v":395,"d":"395 "},{"v":210,"d":"210 "},{"v":1124,"d":"1,124 "},{"v":165,"d":"165 "},{"v":685,"d":"685 "},{"v":149,"d":"149 "},{"v":1,"d":"1 "},{"v":511,"d":"511 "},{"v":484,"d":"484 "},{"v":339,"d":"339 "},{"v":419,"d":"419 "},{"v":195,"d":"195 "},{"v":202,"d":"202 "},{"v":108,"d":"108 "},{"v":526,"d":"526 "},{"v":300,"d":"300 "},{"v":78,"d":"78 "},{"v":1005,"d":"1,005 "},{"v":78,"d":"78 "},{"v":247,"d":"247 "},{"v":34,"d":"34 "},{"v":134,"d":"134 "},{"v":453,"d":"453 "},{"v":269,"d":"269 "},{"v":28,"d":"28 "},{"v":140,"d":"140 "},{"v":10,"d":"10 "},{"v":30,"d":"30 "},{"v":6,"d":"6 "},{"v":1,"d":"1 "},{"v":15,"d":"15 "},{"v":1,"d":"1 "},{"v":19,"d":"19 "},{"v":74,"d":"74 "},{"v":41,"d":"41 "},{"v":7,"d":"7 "},{"v":9,"d":"9 "},{"v":0,"d":"0 "},{"v":11,"d":"11 "},{"v":4,"d":"4 "},{"v":8,"d":"8 "},{"v":4,"d":"4 "},{"v":822,"d":"822 "},{"v":0,"d":"0 "},{"v":12,"d":"12 "},{"v":5,"d":"5 "},{"v":10,"d":"10 "},{"v":3,"d":"3 "},{"v":57,"d":"57 "},{"v":7,"d":"7 "},{"v":16,"d":"16 "},{"v":31,"d":"31 "},{"v":3,"d":"3 "},{"v":45,"d":"45 "},{"v":1,"d":"1 "},{"v":644,"d":"644 "},{"v":0,"d":"0 "},{"v":109,"d":"109 "},{"v":5,"d":"5 "},{"v":2,"d":"2 "},{"v":11,"d":"11 "},{"v":374,"d":"374 "},{"v":2,"d":"2 "},{"v":0,"d":"0 "},{"v":101,"d":"101 "},{"v":7,"d":"7 "},{"v":98,"d":"98 "},{"v":361,"d":"361 "},{"v":42,"d":"42 "},{"v":759,"d":"759 "},{"v":1,"d":"1 "},{"v":10,"d":"10 "},{"v":1,"d":"1 "},{"v":3,"d":"3 "},{"v":547,"d":"547 "},{"v":0,"d":"0 "},{"v":1,"d":"1 "},{"v":0,"d":"0 "},{"v":10,"d":"10 "},{"v":1,"d":"1 "},{"v":5,"d":"5 "},{"v":37,"d":"37 "},{"v":0,"d":"0 "},{"v":155,"d":"155 "},{"v":75,"d":"75 "},{"v":9,"d":"9 "},{"v":31,"d":"31 "},{"v":3,"d":"3 "},{"v":225,"d":"225 "},{"v":0,"d":"0 "},{"v":24,"d":"24 "},{"v":134,"d":"134 "},{"v":70,"d":"70 "},{"v":0,"d":"0 "},{"v":0,"d":"0 "},{"v":2,"d":"2 "},{"v":63,"d":"63 "},{"v":10,"d":"10 "},{"v":0,"d":"0 "},{"v":0,"d":"0 "},{"v":1304,"d":"1,304 "},{"v":311,"d":"311 "},{"v":281,"d":"281 "},{"v":57,"d":"57 "},{"v":28,"d":"28 "},{"v":395,"d":"395 "},{"v":210,"d":"210 "},{"v":1124,"d":"1,124 "},{"v":131,"d":"131 "},{"v":685,"d":"685 "},{"v":149,"d":"149 "},{"v":1,"d":"1 "},{"v":511,"d":"511 "},{"v":484,"d":"484 "},{"v":339,"d":"339 "},{"v":419,"d":"419 "},{"v":195,"d":"195 "},{"v":202,"d":"202 "},{"v":108,"d":"108 "},{"v":526,"d":"526 "},{"v":300,"d":"300 "},{"v":78,"d":"78 "},{"v":1005,"d":"1,005 "},{"v":78,"d":"78 "},{"v":22,"d":"22 "},{"v":10,"d":"10 "},{"v":0,"d":"0 "},{"v":453,"d":"453 "},{"v":269,"d":"269 "},{"v":28,"d":"28 "},{"v":140,"d":"140 "},{"v":10,"d":"10 "},{"v":30,"d":"30 "},{"v":6,"d":"6 "},{"v":1,"d":"1 "},{"v":15,"d":"15 "},{"v":1,"d":"1 "},{"v":19,"d":"19 "},{"v":74,"d":"74 "},{"v":41,"d":"41 "},{"v":7,"d":"7 "},{"v":9,"d":"9 "},{"v":0,"d":"0 "},{"v":11,"d":"11 "},{"v":4,"d":"4 "},{"v":8,"d":"8 "},{"v":4,"d":"4 "},{"v":822,"d":"822 "},{"v":0,"d":"0 "},{"v":12,"d":"12 "},{"v":5,"d":"5 "},{"v":10,"d":"10 "},{"v":3,"d":"3 "},{"v":57,"d":"57 "},{"v":7,"d":"7 "},{"v":16,"d":"16 "},{"v":31,"d":"31 "},{"v":3,"d":"3 "},{"v":45,"d":"45 "},{"v":1,"d":"1 "},{"v":644,"d":"644 "},{"v":0,"d":"0 "},{"v":109,"d":"109 "},{"v":5,"d":"5 "},{"v":2,"d":"2 "},{"v":11,"d":"11 "},{"v":374,"d":"374 "},{"v":2,"d":"2 "},{"v":0,"d":"0 "},{"v":101,"d":"101 "},{"v":7,"d":"7 "},{"v":98,"d":"98 "},{"v":361,"d":"361 "},{"v":42,"d":"42 "},{"v":759,"d":"759 "},{"v":1,"d":"1 "},{"v":10,"d":"10 "},{"v":1,"d":"1 "},{"v":3,"d":"3 "},{"v":547,"d":"547 "},{"v":0,"d":"0 "},{"v":1,"d":"1 "},{"v":0,"d":"0 "},{"v":10,"d":"10 "},{"v":1,"d":"1 "},{"v":5,"d":"5 "},{"v":37,"d":"37 "},{"v":0,"d":"0 "},{"v":155,"d":"155 "},{"v":75,"d":"75 "},{"v":9,"d":"9 "},{"v":417,"d":"417 "},{"v":70,"d":"70 "},{"v":2,"d":"2 "},{"v":63,"d":"63 "},{"v":10,"d":"10 "},{"v":8921,"d":"8,921 "},{"v":485,"d":"485 "},{"v":477,"d":"477 "},{"v":164,"d":"164 "},{"v":888,"d":"888 "},{"v":159,"d":"159 "},{"v":645,"d":"645 "},{"v":127,"d":"127 "},{"v":376,"d":"376 "},{"v":206,"d":"206 "},{"v":403,"d":"403 "},{"v":770,"d":"770 "},{"v":4,"d":"4 "},{"v":601,"d":"601 "},{"v":230,"d":"230 "},{"v":9,"d":"9 "},{"v":417,"d":"417 "},{"v":70,"d":"70 "},{"v":2,"d":"2 "},{"v":63,"d":"63 "},{"v":10,"d":"10 "},{"v":8955,"d":"8,955 "},{"v":868,"d":"868 "},{"v":477,"d":"477 "},{"v":164,"d":"164 "},{"v":888,"d":"888 "},{"v":159,"d":"159 "},{"v":645,"d":"645 "},{"v":127,"d":"127 "},{"v":376,"d":"376 "},{"v":206,"d":"206 "},{"v":403,"d":"403 "},{"v":770,"d":"770 "},{"v":4,"d":"4 "},{"v":601,"d":"601 "},{"v":230,"d":"230 "},{"v":9,"d":"9 "}]
["00_平成27年度",29,12,2,2015,"平成27年度","00","全国",null,{"v":477.593,"d":"478 "},{"v":0,"d":"0 "},{"v":0,"d":"0 "},{"v":13.352,"d":"13 "},{"v":1150.049,"d":"1,150 "},{"v":34.196,"d":"34 "},{"v":0,"d":"0 "},{"v":6.599,"d":"7 "},{"v":13295.363,"d":"13,295 "},{"v":3709.304,"d":"3,709 "},{"v":5831.65,"d":"5,832 "},{"v":687.463,"d":"687 "},{"v":126.126,"d":"126 "},{"v":26171.219,"d":"26,171 "},{"v":1901.329,"d":"1,901 "},{"v":74581.665,"d":"74,582 "},{"v":31722.283,"d":"31,722 "},{"v":6972.983,"d":"6,973 "},{"v":2640.627,"d":"2,641 "},{"v":10.518,"d":"11 "},{"v":58452.05,"d":"58,452 "},{"v":195516.888,"d":"195,517 "},{"v":10878.959,"d":"10,879 "},{"v":4510.074,"d":"4,510 "},{"v":2659.38,"d":"2,659 "},{"v":1927.2771,"d":"1,927 "},{"v":1359.953,"d":"1,360 "},{"v":17642.7895,"d":"17,643 "},{"v":4868.699,"d":"4,869 "},{"v":691.509,"d":"692 "},{"v":17714.9579,"d":"17,715 "},{"v":651.408,"d":"651 "},{"v":25366.287,"d":"25,366 "},{"v":783.419,"d":"783 "},{"v":641.09,"d":"641 "},{"v":5568.956,"d":"5,569 "},{"v":2535.682,"d":"2,536 "},{"v":268.351,"d":"268 "},{"v":1139.874,"d":"1,140 "},{"v":111.129,"d":"111 "},{"v":172.343,"d":"172 "},{"v":28.693,"d":"29 "},{"v":3.818,"d":"4 "},{"v":72.598,"d":"73 "},{"v":5.633,"d":"6 "},{"v":95.51,"d":"96 "},{"v":388.861,"d":"389 "},{"v":520.876,"d":"521 "},{"v":28.369,"d":"28 "},{"v":37.682,"d":"38 "},{"v":0,"d":"0 "},{"v":52.095,"d":"52 "},{"v":55.077,"d":"55 "},{"v":30.071,"d":"30 "},{"v":9.798,"d":"10 "},{"v":3667.973,"d":"3,668 "},{"v":0,"d":"0 "},{"v":39.873,"d":"40 "},{"v":19.276,"d":"19 "},{"v":24.698,"d":"25 "},{"v":9.117,"d":"9 "},{"v":423.187,"d":"423 "},{"v":42.9478,"d":"43 "},{"v":72.71,"d":"73 "},{"v":180.247,"d":"180 "},{"v":9.154,"d":"9 "},{"v":204.666,"d":"205 "},{"v":4.977,"d":"5 "},{"v":4434.034,"d":"4,434 "},{"v":0,"d":"0 "},{"v":1677.361,"d":"1,677 "},{"v":21.002,"d":"21 "},{"v":24.781,"d":"25 "},{"v":52.503,"d":"53 "},{"v":2476.452,"d":"2,476 "},{"v":10.789,"d":"11 "},{"v":0,"d":"0 "},{"v":518.469,"d":"518 "},{"v":29.207,"d":"29 "},{"v":722.972,"d":"723 "},{"v":3894.97,"d":"3,895 "},{"v":249.758,"d":"250 "},{"v":4914.759,"d":"4,915 "},{"v":3.521,"d":"4 "},{"v":37.646,"d":"38 "},{"v":2.655,"d":"3 "},{"v":23.739,"d":"24 "},{"v":15348.60369,"d":"15,349 "},{"v":0,"d":"0 "},{"v":3.461,"d":"3 "},{"v":0,"d":"0 "},{"v":144.508,"d":"145 "},{"v":9.575,"d":"10 "},{"v":39.392,"d":"39 "},{"v":215.712,"d":"216 "},{"v":0,"d":"0 "},{"v":1050.561,"d":"1,051 "},{"v":444.982,"d":"445 "},{"v":47.841,"d":"48 "},{"v":28778.734,"d":"28,779 "},{"v":1695.403,"d":"1,695 "},{"v":25237.508,"d":"25,238 "},{"v":0,"d":"0 "},{"v":676.827,"d":"677 "},{"v":641.09,"d":"641 "},{"v":477.593,"d":"478 "},{"v":0,"d":"0 "},{"v":0,"d":"0 "},{"v":13.352,"d":"13 "},{"v":1150.049,"d":"1,150 "},{"v":34.196,"d":"34 "},{"v":0,"d":"0 "},{"v":6.599,"d":"7 "},{"v":13295.363,"d":"13,295 "},{"v":3709.304,"d":"3,709 "},{"v":5831.65,"d":"5,832 "},{"v":687.463,"d":"687 "},{"v":126.126,"d":"126 "},{"v":26171.219,"d":"26,171 "},{"v":1901.329,"d":"1,901 "},{"v":74581.665,"d":"74,582 "},{"v":1248.146,"d":"1,248 "},{"v":6972.983,"d":"6,973 "},{"v":2640.627,"d":"2,641 "},{"v":10.518,"d":"11 "},{"v":58452.05,"d":"58,452 "},{"v":195516.888,"d":"195,517 "},{"v":10878.959,"d":"10,879 "},{"v":4510.074,"d":"4,510 "},{"v":2659.38,"d":"2,659 "},{"v":1927.2771,"d":"1,927 "},{"v":1359.953,"d":"1,360 "},{"v":17642.7895,"d":"17,643 "},{"v":4868.699,"d":"4,869 "},{"v":691.509,"d":"692 "},{"v":17714.9579,"d":"17,715 "},{"v":651.408,"d":"651 "},{"v":128.779,"d":"129 "},{"v":106.592,"d":"107 "},{"v":0,"d":"0 "},{"v":5568.956,"d":"5,569 "},{"v":2535.682,"d":"2,536 "},{"v":268.351,"d":"268 "},{"v":1139.874,"d":"1,140 "},{"v":111.129,"d":"111 "},{"v":172.343,"d":"172 "},{"v":28.693,"d":"29 "},{"v":3.818,"d":"4 "},{"v":72.598,"d":"73 "},{"v":5.633,"d":"6 "},{"v":95.51,"d":"96 "},{"v":388.861,"d":"389 "},{"v":520.876,"d":"521 "},{"v":28.369,"d":"28 "},{"v":37.682,"d":"38 "},{"v":0,"d":"0 "},{"v":52.095,"d":"52 "},{"v":55.077,"d":"55 "},{"v":30.071,"d":"30 "},{"v":9.798,"d":"10 "},{"v":3667.973,"d":"3,668 "},{"v":0,"d":"0 "},{"v":39.873,"d":"40 "},{"v":19.276,"d":"19 "},{"v":24.698,"d":"25 "},{"v":9.117,"d":"9 "},{"v":423.187,"d":"423 "},{"v":42.9478,"d":"43 "},{"v":72.71,"d":"73 "},{"v":180.247,"d":"180 "},{"v":9.154,"d":"9 "},{"v":204.666,"d":"205 "},{"v":4.977,"d":"5 "},{"v":4434.034,"d":"4,434 "},{"v":0,"d":"0 "},{"v":1677.361,"d":"1,677 "},{"v":21.002,"d":"21 "},{"v":24.781,"d":"25 "},{"v":52.503,"d":"53 "},{"v":2476.452,"d":"2,476 "},{"v":10.789,"d":"11 "},{"v":0,"d":"0 "},{"v":518.469,"d":"518 "},{"v":29.207,"d":"29 "},{"v":722.972,"d":"723 "},{"v":3894.97,"d":"3,895 "},{"v":249.758,"d":"250 "},{"v":4914.759,"d":"4,915 "},{"v":3.521,"d":"4 "},{"v":37.646,"d":"38 "},{"v":2.655,"d":"3 "},{"v":23.739,"d":"24 "},{"v":15348.60369,"d":"15,349 "},{"v":0,"d":"0 "},{"v":3.461,"d":"3 "},{"v":0,"d":"0 "},{"v":144.508,"d":"145 "},{"v":9.575,"d":"10 "},{"v":39.392,"d":"39 "},{"v":215.712,"d":"216 "},{"v":0,"d":"0 "},{"v":1050.561,"d":"1,051 "},{"v":444.982,"d":"445 "},{"v":47.841,"d":"48 "},{"v":57029.562,"d":"57,030 "},{"v":477.593,"d":"478 "},{"v":13.352,"d":"13 "},{"v":1150.049,"d":"1,150 "},{"v":40.795,"d":"41 "},{"v":454050.3375,"d":"454,050 "},{"v":5804.327,"d":"5,804 "},{"v":4227.379,"d":"4,227 "},{"v":1144.358,"d":"1,144 "},{"v":3945.66,"d":"3,946 "},{"v":932.9118,"d":"933 "},{"v":4439.011,"d":"4,439 "},{"v":1775.647,"d":"1,776 "},{"v":2487.241,"d":"2,487 "},{"v":1270.648,"d":"1,271 "},{"v":4144.728,"d":"4,145 "},{"v":4955.926,"d":"4,956 "},{"v":26.394,"d":"26 "},{"v":15761.25169,"d":"15,761 "},{"v":1495.543,"d":"1,496 "},{"v":47.841,"d":"48 "},{"v":57029.562,"d":"57,030 "},{"v":477.593,"d":"478 "},{"v":13.352,"d":"13 "},{"v":1150.049,"d":"1,150 "},{"v":40.795,"d":"41 "},{"v":484524.4745,"d":"484,524 "},{"v":32359.752,"d":"32,360 "},{"v":4227.379,"d":"4,227 "},{"v":1144.358,"d":"1,144 "},{"v":3945.66,"d":"3,946 "},{"v":932.9118,"d":"933 "},{"v":4439.011,"d":"4,439 "},{"v":1775.647,"d":"1,776 "},{"v":2487.241,"d":"2,487 "},{"v":1270.648,"d":"1,271 "},{"v":4144.728,"d":"4,145 "},{"v":4955.926,"d":"4,956 "},{"v":26.394,"d":"26 "},{"v":15761.25169,"d":"15,761 "},{"v":1495.543,"d":"1,496 "},{"v":47.841,"d":"48 "},{"v":0,"d":"0 "},{"v":63,"d":"63 "},{"v":0,"d":"0 "},{"v":0,"d":"0 "},{"v":3,"d":"3 "},{"v":60,"d":"60 "},{"v":9,"d":"9 "},{"v":0,"d":"0 "},{"v":1,"d":"1 "},{"v":1339,"d":"1,339 "},{"v":300,"d":"300 "},{"v":270,"d":"270 "},{"v":60,"d":"60 "},{"v":25,"d":"25 "},{"v":386,"d":"386 "},{"v":210,"d":"210 "},{"v":1114,"d":"1,114 "},{"v":161,"d":"161 "},{"v":680,"d":"680 "},{"v":145,"d":"145 "},{"v":1,"d":"1 "},{"v":499,"d":"499 "},{"v":484,"d":"484 "},{"v":333,"d":"333 "},{"v":426,"d":"426 "},{"v":200,"d":"200 "},{"v":198,"d":"198 "},{"v":107,"d":"107 "},{"v":523,"d":"523 "},{"v":301,"d":"301 "},{"v":78,"d":"78 "},{"v":992,"d":"992 "},{"v":75,"d":"75 "},{"v":249,"d":"249 "},{"v":37,"d":"37 "},{"v":136,"d":"136 "},{"v":465,"d":"465 "},{"v":266,"d":"266 "},{"v":28,"d":"28 "},{"v":146,"d":"146 "},{"v":10,"d":"10 "},{"v":29,"d":"29 "},{"v":4,"d":"4 "},{"v":1,"d":"1 "},{"v":16,"d":"16 "},{"v":1,"d":"1 "},{"v":18,"d":"18 "},{"v":71,"d":"71 "},{"v":36,"d":"36 "},{"v":8,"d":"8 "},{"v":9,"d":"9 "},{"v":0,"d":"0 "},{"v":12,"d":"12 "},{"v":4,"d":"4 "},{"v":7,"d":"7 "},{"v":3,"d":"3 "},{"v":721,"d":"721 "},{"v":0,"d":"0 "},{"v":12,"d":"12 "},{"v":5,"d":"5 "},{"v":8,"d":"8 "},{"v":3,"d":"3 "},{"v":62,"d":"62 "},{"v":7,"d":"7 "},{"v":12,"d":"12 "},{"v":31,"d":"31 "},{"v":3,"d":"3 "},{"v":34,"d":"34 "},{"v":1,"d":"1 "},{"v":668,"d":"668 "},{"v":0,"d":"0 "},{"v":100,"d":"100 "},{"v":5,"d":"5 "},{"v":2,"d":"2 "},{"v":10,"d":"10 "},{"v":386,"d":"386 "},{"v":3,"d":"3 "},{"v":0,"d":"0 "},{"v":104,"d":"104 "},{"v":8,"d":"8 "},{"v":93,"d":"93 "},{"v":364,"d":"364 "},{"v":42,"d":"42 "},{"v":784,"d":"784 "},{"v":1,"d":"1 "},{"v":9,"d":"9 "},{"v":1,"d":"1 "},{"v":3,"d":"3 "},{"v":566,"d":"566 "},{"v":0,"d":"0 "},{"v":1,"d":"1 "},{"v":0,"d":"0 "},{"v":9,"d":"9 "},{"v":1,"d":"1 "},{"v":5,"d":"5 "},{"v":36,"d":"36 "},{"v":0,"d":"0 "},{"v":146,"d":"146 "},{"v":76,"d":"76 "},{"v":9,"d":"9 "},{"v":31,"d":"31 "},{"v":3,"d":"3 "},{"v":227,"d":"227 "},{"v":0,"d":"0 "},{"v":25,"d":"25 "},{"v":136,"d":"136 "},{"v":63,"d":"63 "},{"v":0,"d":"0 "},{"v":0,"d":"0 "},{"v":3,"d":"3 "},{"v":60,"d":"60 "},{"v":9,"d":"9 "},{"v":0,"d":"0 "},{"v":1,"d":"1 "},{"v":1339,"d":"1,339 "},{"v":300,"d":"300 "},{"v":270,"d":"270 "},{"v":60,"d":"60 "},{"v":25,"d":"25 "},{"v":386,"d":"386 "},{"v":210,"d":"210 "},{"v":1114,"d":"1,114 "},{"v":127,"d":"127 "},{"v":680,"d":"680 "},{"v":145,"d":"145 "},{"v":1,"d":"1 "},{"v":499,"d":"499 "},{"v":484,"d":"484 "},{"v":333,"d":"333 "},{"v":426,"d":"426 "},{"v":200,"d":"200 "},{"v":198,"d":"198 "},{"v":107,"d":"107 "},{"v":523,"d":"523 "},{"v":301,"d":"301 "},{"v":78,"d":"78 "},{"v":992,"d":"992 "},{"v":75,"d":"75 "},{"v":22,"d":"22 "},{"v":12,"d":"12 "},{"v":0,"d":"0 "},{"v":465,"d":"465 "},{"v":266,"d":"266 "},{"v":28,"d":"28 "},{"v":146,"d":"146 "},{"v":10,"d":"10 "},{"v":29,"d":"29 "},{"v":4,"d":"4 "},{"v":1,"d":"1 "},{"v":16,"d":"16 "},{"v":1,"d":"1 "},{"v":18,"d":"18 "},{"v":71,"d":"71 "},{"v":36,"d":"36 "},{"v":8,"d":"8 "},{"v":9,"d":"9 "},{"v":0,"d":"0 "},{"v":12,"d":"12 "},{"v":4,"d":"4 "},{"v":7,"d":"7 "},{"v":3,"d":"3 "},{"v":721,"d":"721 "},{"v":0,"d":"0 "},{"v":12,"d":"12 "},{"v":5,"d":"5 "},{"v":8,"d":"8 "},{"v":3,"d":"3 "},{"v":62,"d":"62 "},{"v":7,"d":"7 "},{"v":12,"d":"12 "},{"v":31,"d":"31 "},{"v":3,"d":"3 "},{"v":34,"d":"34 "},{"v":1,"d":"1 "},{"v":668,"d":"668 "},{"v":0,"d":"0 "},{"v":100,"d":"100 "},{"v":5,"d":"5 "},{"v":2,"d":"2 "},{"v":10,"d":"10 "},{"v":386,"d":"386 "},{"v":3,"d":"3 "},{"v":0,"d":"0 "},{"v":104,"d":"104 "},{"v":8,"d":"8 "},{"v":93,"d":"93 "},{"v":364,"d":"364 "},{"v":42,"d":"42 "},{"v":784,"d":"784 "},{"v":1,"d":"1 "},{"v":9,"d":"9 "},{"v":1,"d":"1 "},{"v":3,"d":"3 "},{"v":566,"d":"566 "},{"v":0,"d":"0 "},{"v":1,"d":"1 "},{"v":0,"d":"0 "},{"v":9,"d":"9 "},{"v":1,"d":"1 "},{"v":5,"d":"5 "},{"v":36,"d":"36 "},{"v":0,"d":"0 "},{"v":146,"d":"146 "},{"v":76,"d":"76 "},{"v":9,"d":"9 "},{"v":422,"d":"422 "},{"v":63,"d":"63 "},{"v":3,"d":"3 "},{"v":60,"d":"60 "},{"v":10,"d":"10 "},{"v":8873,"d":"8,873 "},{"v":499,"d":"499 "},{"v":479,"d":"479 "},{"v":155,"d":"155 "},{"v":784,"d":"784 "},{"v":149,"d":"149 "},{"v":669,"d":"669 "},{"v":117,"d":"117 "},{"v":389,"d":"389 "},{"v":205,"d":"205 "},{"v":406,"d":"406 "},{"v":794,"d":"794 "},{"v":4,"d":"4 "},{"v":618,"d":"618 "},{"v":222,"d":"222 "},{"v":9,"d":"9 "},{"v":422,"d":"422 "},{"v":63,"d":"63 "},{"v":3,"d":"3 "},{"v":60,"d":"60 "},{"v":10,"d":"10 "},{"v":8907,"d":"8,907 "},{"v":887,"d":"887 "},{"v":479,"d":"479 "},{"v":155,"d":"155 "},{"v":784,"d":"784 "},{"v":149,"d":"149 "},{"v":669,"d":"669 "},{"v":117,"d":"117 "},{"v":389,"d":"389 "},{"v":205,"d":"205 "},{"v":406,"d":"406 "},{"v":794,"d":"794 "},{"v":4,"d":"4 "},{"v":618,"d":"618 "},{"v":222,"d":"222 "},{"v":9,"d":"9 "}]
["00_平成28年度",30,13,2,2016,"平成28年度","00","全国",null,{"v":518.977,"d":"519 "},{"v":0,"d":"0 "},{"v":0,"d":"0 "},{"v":10.91,"d":"11 "},{"v":1316.04,"d":"1,316 "},{"v":33.704,"d":"34 "},{"v":0,"d":"0 "},{"v":0,"d":"0 "},{"v":13276.234,"d":"13,276 "},{"v":3643.969,"d":"3,644 "},{"v":5656.013,"d":"5,656 "},{"v":639.922,"d":"640 "},{"v":132.98,"d":"133 "},{"v":26295.483,"d":"26,295 "},{"v":1881.788,"d":"1,882 "},{"v":72792.045891,"d":"72,792 "},{"v":27406.257,"d":"27,406 "},{"v":6613.425,"d":"6,613 "},{"v":2583.576,"d":"2,584 "},{"v":10.516,"d":"11 "},{"v":58549.945,"d":"58,550 "},{"v":193417.746,"d":"193,418 "},{"v":10790.3233,"d":"10,790 "},{"v":4572.455,"d":"4,572 "},{"v":2338.098,"d":"2,338 "},{"v":1942.544,"d":"1,943 "},{"v":1278.982,"d":"1,279 "},{"v":17254.8786,"d":"17,255 "},{"v":4630.587,"d":"4,631 "},{"v":616.957,"d":"617 "},{"v":17790.9343,"d":"17,791 "},{"v":626.908,"d":"627 "},{"v":26087.0225,"d":"26,087 "},{"v":800.313,"d":"800 "},{"v":560.672,"d":"561 "},{"v":5020.458205,"d":"5,020 "},{"v":2482.95,"d":"2,483 "},{"v":228.714,"d":"229 "},{"v":965.281,"d":"965 "},{"v":123.477,"d":"123 "},{"v":163.585,"d":"164 "},{"v":27.452,"d":"27 "},{"v":3.701,"d":"4 "},{"v":74.936,"d":"75 "},{"v":10.032,"d":"10 "},{"v":95.385,"d":"95 "},{"v":415.491,"d":"415 "},{"v":622.932,"d":"623 "},{"v":38.552,"d":"39 "},{"v":36.861,"d":"37 "},{"v":0,"d":"0 "},{"v":58.344,"d":"58 "},{"v":37.127,"d":"37 "},{"v":33.531,"d":"34 "},{"v":9.094,"d":"9 "},{"v":3564.245,"d":"3,564 "},{"v":0,"d":"0 "},{"v":48.579,"d":"49 "},{"v":14.435,"d":"14 "},{"v":20.872,"d":"21 "},{"v":12.506,"d":"13 "},{"v":405.416,"d":"405 "},{"v":39.8417,"d":"40 "},{"v":68.809,"d":"69 "},{"v":205.359,"d":"205 "},{"v":13.377,"d":"13 "},{"v":203.982,"d":"204 "},{"v":4.877,"d":"5 "},{"v":4583.229,"d":"4,583 "},{"v":0,"d":"0 "},{"v":1671.602,"d":"1,672 "},{"v":16.229,"d":"16 "},{"v":24.498,"d":"24 "},{"v":65.599,"d":"66 "},{"v":2507.494,"d":"2,507 "},{"v":10.821,"d":"11 "},{"v":2.809,"d":"3 "},{"v":508.227,"d":"508 "},{"v":24.92,"d":"25 "},{"v":713.756,"d":"714 "},{"v":3833.202,"d":"3,833 "},{"v":238.271,"d":"238 "},{"v":5013.711,"d":"5,014 "},{"v":3.525,"d":"4 "},{"v":26.701,"d":"27 "},{"v":5.791,"d":"6 "},{"v":18.282,"d":"18 "},{"v":15699.25990728,"d":"15,699 "},{"v":0,"d":"0 "},{"v":4.063,"d":"4 "},{"v":4.016,"d":"4 "},{"v":194.022,"d":"194 "},{"v":13.571,"d":"14 "},{"v":37.964,"d":"38 "},{"v":228.278,"d":"228 "},{"v":0,"d":"0 "},{"v":1150.468,"d":"1,150 "},{"v":490.957705,"d":"491 "},{"v":43.272,"d":"43 "},{"v":25675.548,"d":"25,676 "},{"v":896.974,"d":"897 "},{"v":25881.776,"d":"25,882 "},{"v":3.2,"d":"3 "},{"v":743.923,"d":"744 "},{"v":560.672,"d":"561 "},{"v":518.977,"d":"519 "},{"v":0,"d":"0 "},{"v":0,"d":"0 "},{"v":10.91,"d":"11 "},{"v":1316.04,"d":"1,316 "},{"v":33.704,"d":"34 "},{"v":0,"d":"0 "},{"v":0,"d":"0 "},{"v":13276.234,"d":"13,276 "},{"v":3643.969,"d":"3,644 "},{"v":5656.013,"d":"5,656 "},{"v":639.922,"d":"640 "},{"v":132.98,"d":"133 "},{"v":26295.483,"d":"26,295 "},{"v":1881.788,"d":"1,882 "},{"v":72792.045891,"d":"72,792 "},{"v":833.735,"d":"834 "},{"v":6613.425,"d":"6,613 "},{"v":2583.576,"d":"2,584 "},{"v":10.516,"d":"11 "},{"v":58549.945,"d":"58,550 "},{"v":193417.746,"d":"193,418 "},{"v":10790.3233,"d":"10,790 "},{"v":4572.455,"d":"4,572 "},{"v":2338.098,"d":"2,338 "},{"v":1942.544,"d":"1,943 "},{"v":1278.982,"d":"1,279 "},{"v":17254.8786,"d":"17,255 "},{"v":4630.587,"d":"4,631 "},{"v":616.957,"d":"617 "},{"v":17790.9343,"d":"17,791 "},{"v":626.908,"d":"627 "},{"v":202.0465,"d":"202 "},{"v":56.39,"d":"56 "},{"v":0,"d":"0 "},{"v":5020.458205,"d":"5,020 "},{"v":2482.95,"d":"2,483 "},{"v":228.714,"d":"229 "},{"v":965.281,"d":"965 "},{"v":123.477,"d":"123 "},{"v":163.585,"d":"164 "},{"v":27.452,"d":"27 "},{"v":3.701,"d":"4 "},{"v":74.936,"d":"75 "},{"v":10.032,"d":"10 "},{"v":95.385,"d":"95 "},{"v":415.491,"d":"415 "},{"v":622.932,"d":"623 "},{"v":38.552,"d":"39 "},{"v":36.861,"d":"37 "},{"v":0,"d":"0 "},{"v":58.344,"d":"58 "},{"v":37.127,"d":"37 "},{"v":33.531,"d":"34 "},{"v":9.094,"d":"9 "},{"v":3564.245,"d":"3,564 "},{"v":0,"d":"0 "},{"v":48.579,"d":"49 "},{"v":14.435,"d":"14 "},{"v":20.872,"d":"21 "},{"v":12.506,"d":"13 "},{"v":405.416,"d":"405 "},{"v":39.8417,"d":"40 "},{"v":68.809,"d":"69 "},{"v":205.359,"d":"205 "},{"v":13.377,"d":"13 "},{"v":203.982,"d":"204 "},{"v":4.877,"d":"5 "},{"v":4583.229,"d":"4,583 "},{"v":0,"d":"0 "},{"v":1671.602,"d":"1,672 "},{"v":16.229,"d":"16 "},{"v":24.498,"d":"24 "},{"v":65.599,"d":"66 "},{"v":2507.494,"d":"2,507 "},{"v":10.821,"d":"11 "},{"v":2.809,"d":"3 "},{"v":508.227,"d":"508 "},{"v":24.92,"d":"25 "},{"v":713.756,"d":"714 "},{"v":3833.202,"d":"3,833 "},{"v":238.271,"d":"238 "},{"v":5013.711,"d":"5,014 "},{"v":3.525,"d":"4 "},{"v":26.701,"d":"27 "},{"v":5.791,"d":"6 "},{"v":18.282,"d":"18 "},{"v":15699.25990728,"d":"15,699 "},{"v":0,"d":"0 "},{"v":4.063,"d":"4 "},{"v":4.016,"d":"4 "},{"v":194.022,"d":"194 "},{"v":13.571,"d":"14 "},{"v":37.964,"d":"38 "},{"v":228.278,"d":"228 "},{"v":0,"d":"0 "},{"v":1150.468,"d":"1,150 "},{"v":490.957705,"d":"491 "},{"v":43.272,"d":"43 "},{"v":53762.093,"d":"53,762 "},{"v":518.977,"d":"519 "},{"v":10.91,"d":"11 "},{"v":1316.04,"d":"1,316 "},{"v":33.704,"d":"34 "},{"v":448170.045091,"d":"448,170 "},{"v":5278.894705,"d":"5,279 "},{"v":3964.007,"d":"3,964 "},{"v":1288.481,"d":"1,288 "},{"v":3835.594,"d":"3,836 "},{"v":936.7847,"d":"937 "},{"v":4588.106,"d":"4,588 "},{"v":1777.928,"d":"1,778 "},{"v":2521.124,"d":"2,521 "},{"v":1246.903,"d":"1,247 "},{"v":4071.473,"d":"4,071 "},{"v":5043.937,"d":"5,044 "},{"v":24.073,"d":"24 "},{"v":16181.17390728,"d":"16,181 "},{"v":1641.425705,"d":"1,641 "},{"v":43.272,"d":"43 "},{"v":53762.093,"d":"53,762 "},{"v":518.977,"d":"519 "},{"v":10.91,"d":"11 "},{"v":1316.04,"d":"1,316 "},{"v":33.704,"d":"34 "},{"v":474742.567091,"d":"474,743 "},{"v":32468.465705,"d":"32,468 "},{"v":3964.007,"d":"3,964 "},{"v":1288.481,"d":"1,288 "},{"v":3835.594,"d":"3,836 "},{"v":936.7847,"d":"937 "},{"v":4588.106,"d":"4,588 "},{"v":1777.928,"d":"1,778 "},{"v":2521.124,"d":"2,521 "},{"v":1246.903,"d":"1,247 "},{"v":4071.473,"d":"4,071 "},{"v":5043.937,"d":"5,044 "},{"v":24.073,"d":"24 "},{"v":16181.17390728,"d":"16,181 "},{"v":1641.425705,"d":"1,641 "},{"v":43.272,"d":"43 "},{"v":0,"d":"0 "},{"v":67,"d":"67 "},{"v":0,"d":"0 "},{"v":0,"d":"0 "},{"v":3,"d":"3 "},{"v":65,"d":"65 "},{"v":9,"d":"9 "},{"v":0,"d":"0 "},{"v":0,"d":"0 "},{"v":1367,"d":"1,367 "},{"v":310,"d":"310 "},{"v":268,"d":"268 "},{"v":64,"d":"64 "},{"v":26,"d":"26 "},{"v":396,"d":"396 "},{"v":216,"d":"216 "},{"v":1158,"d":"1,158 "},{"v":154,"d":"154 "},{"v":681,"d":"681 "},{"v":147,"d":"147 "},{"v":1,"d":"1 "},{"v":490,"d":"490 "},{"v":487,"d":"487 "},{"v":342,"d":"342 "},{"v":431,"d":"431 "},{"v":198,"d":"198 "},{"v":208,"d":"208 "},{"v":105,"d":"105 "},{"v":527,"d":"527 "},{"v":297,"d":"297 "},{"v":73,"d":"73 "},{"v":1023,"d":"1,023 "},{"v":77,"d":"77 "},{"v":245,"d":"245 "},{"v":38,"d":"38 "},{"v":136,"d":"136 "},{"v":459,"d":"459 "},{"v":285,"d":"285 "},{"v":26,"d":"26 "},{"v":134,"d":"134 "},{"v":13,"d":"13 "},{"v":28,"d":"28 "},{"v":4,"d":"4 "},{"v":1,"d":"1 "},{"v":17,"d":"17 "},{"v":2,"d":"2 "},{"v":18,"d":"18 "},{"v":75,"d":"75 "},{"v":40,"d":"40 "},{"v":8,"d":"8 "},{"v":9,"d":"9 "},{"v":0,"d":"0 "},{"v":12,"d":"12 "},{"v":3,"d":"3 "},{"v":8,"d":"8 "},{"v":2,"d":"2 "},{"v":735,"d":"735 "},{"v":0,"d":"0 "},{"v":14,"d":"14 "},{"v":4,"d":"4 "},{"v":7,"d":"7 "},{"v":4,"d":"4 "},{"v":61,"d":"61 "},{"v":6,"d":"6 "},{"v":14,"d":"14 "},{"v":33,"d":"33 "},{"v":3,"d":"3 "},{"v":36,"d":"36 "},{"v":1,"d":"1 "},{"v":687,"d":"687 "},{"v":0,"d":"0 "},{"v":110,"d":"110 "},{"v":4,"d":"4 "},{"v":2,"d":"2 "},{"v":13,"d":"13 "},{"v":399,"d":"399 "},{"v":3,"d":"3 "},{"v":1,"d":"1 "},{"v":107,"d":"107 "},{"v":8,"d":"8 "},{"v":98,"d":"98 "},{"v":362,"d":"362 "},{"v":42,"d":"42 "},{"v":808,"d":"808 "},{"v":1,"d":"1 "},{"v":6,"d":"6 "},{"v":2,"d":"2 "},{"v":2,"d":"2 "},{"v":573,"d":"573 "},{"v":0,"d":"0 "},{"v":1,"d":"1 "},{"v":1,"d":"1 "},{"v":9,"d":"9 "},{"v":2,"d":"2 "},{"v":5,"d":"5 "},{"v":38,"d":"38 "},{"v":0,"d":"0 "},{"v":161,"d":"161 "},{"v":79,"d":"79 "},{"v":8,"d":"8 "},{"v":26,"d":"26 "},{"v":2,"d":"2 "},{"v":221,"d":"221 "},{"v":1,"d":"1 "},{"v":27,"d":"27 "},{"v":136,"d":"136 "},{"v":67,"d":"67 "},{"v":0,"d":"0 "},{"v":0,"d":"0 "},{"v":3,"d":"3 "},{"v":65,"d":"65 "},{"v":9,"d":"9 "},{"v":0,"d":"0 "},{"v":0,"d":"0 "},{"v":1367,"d":"1,367 "},{"v":310,"d":"310 "},{"v":268,"d":"268 "},{"v":64,"d":"64 "},{"v":26,"d":"26 "},{"v":396,"d":"396 "},{"v":216,"d":"216 "},{"v":1158,"d":"1,158 "},{"v":126,"d":"126 "},{"v":681,"d":"681 "},{"v":147,"d":"147 "},{"v":1,"d":"1 "},{"v":490,"d":"490 "},{"v":487,"d":"487 "},{"v":342,"d":"342 "},{"v":431,"d":"431 "},{"v":198,"d":"198 "},{"v":208,"d":"208 "},{"v":105,"d":"105 "},{"v":527,"d":"527 "},{"v":297,"d":"297 "},{"v":73,"d":"73 "},{"v":1023,"d":"1,023 "},{"v":77,"d":"77 "},{"v":23,"d":"23 "},{"v":11,"d":"11 "},{"v":0,"d":"0 "},{"v":459,"d":"459 "},{"v":285,"d":"285 "},{"v":26,"d":"26 "},{"v":134,"d":"134 "},{"v":13,"d":"13 "},{"v":28,"d":"28 "},{"v":4,"d":"4 "},{"v":1,"d":"1 "},{"v":17,"d":"17 "},{"v":2,"d":"2 "},{"v":18,"d":"18 "},{"v":75,"d":"75 "},{"v":40,"d":"40 "},{"v":8,"d":"8 "},{"v":9,"d":"9 "},{"v":0,"d":"0 "},{"v":12,"d":"12 "},{"v":3,"d":"3 "},{"v":8,"d":"8 "},{"v":2,"d":"2 "},{"v":735,"d":"735 "},{"v":0,"d":"0 "},{"v":14,"d":"14 "},{"v":4,"d":"4 "},{"v":7,"d":"7 "},{"v":4,"d":"4 "},{"v":61,"d":"61 "},{"v":6,"d":"6 "},{"v":14,"d":"14 "},{"v":33,"d":"33 "},{"v":3,"d":"3 "},{"v":36,"d":"36 "},{"v":1,"d":"1 "},{"v":687,"d":"687 "},{"v":0,"d":"0 "},{"v":110,"d":"110 "},{"v":4,"d":"4 "},{"v":2,"d":"2 "},{"v":13,"d":"13 "},{"v":399,"d":"399 "},{"v":3,"d":"3 "},{"v":1,"d":"1 "},{"v":107,"d":"107 "},{"v":8,"d":"8 "},{"v":98,"d":"98 "},{"v":362,"d":"362 "},{"v":42,"d":"42 "},{"v":808,"d":"808 "},{"v":1,"d":"1 "},{"v":6,"d":"6 "},{"v":2,"d":"2 "},{"v":2,"d":"2 "},{"v":573,"d":"573 "},{"v":0,"d":"0 "},{"v":1,"d":"1 "},{"v":1,"d":"1 "},{"v":9,"d":"9 "},{"v":2,"d":"2 "},{"v":5,"d":"5 "},{"v":38,"d":"38 "},{"v":0,"d":"0 "},{"v":161,"d":"161 "},{"v":79,"d":"79 "},{"v":8,"d":"8 "},{"v":413,"d":"413 "},{"v":67,"d":"67 "},{"v":3,"d":"3 "},{"v":65,"d":"65 "},{"v":9,"d":"9 "},{"v":9018,"d":"9,018 "},{"v":493,"d":"493 "},{"v":486,"d":"486 "},{"v":165,"d":"165 "},{"v":798,"d":"798 "},{"v":153,"d":"153 "},{"v":688,"d":"688 "},{"v":129,"d":"129 "},{"v":403,"d":"403 "},{"v":213,"d":"213 "},{"v":404,"d":"404 "},{"v":815,"d":"815 "},{"v":4,"d":"4 "},{"v":629,"d":"629 "},{"v":240,"d":"240 "},{"v":8,"d":"8 "},{"v":413,"d":"413 "},{"v":67,"d":"67 "},{"v":3,"d":"3 "},{"v":65,"d":"65 "},{"v":9,"d":"9 "},{"v":9046,"d":"9,046 "},{"v":878,"d":"878 "},{"v":486,"d":"486 "},{"v":165,"d":"165 "},{"v":798,"d":"798 "},{"v":153,"d":"153 "},{"v":688,"d":"688 "},{"v":129,"d":"129 "},{"v":403,"d":"403 "},{"v":213,"d":"213 "},{"v":404,"d":"404 "},{"v":815,"d":"815 "},{"v":4,"d":"4 "},{"v":629,"d":"629 "},{"v":240,"d":"240 "},{"v":8,"d":"8 "}]
["00_平成29年度",31,14,2,2017,"平成29年度","00","全国",null,{"v":739.32189,"d":"739 "},{"v":0,"d":"0 "},{"v":0,"d":"0 "},{"v":8.562,"d":"9 "},{"v":1250.459,"d":"1,250 "},{"v":28.256,"d":"28 "},{"v":0,"d":"0 "},{"v":0,"d":"0 "},{"v":13155.28746,"d":"13,155 "},{"v":3671.677,"d":"3,672 "},{"v":5290.247,"d":"5,290 "},{"v":660.805,"d":"661 "},{"v":130.588,"d":"131 "},{"v":26113.778,"d":"26,114 "},{"v":1838.388,"d":"1,838 "},{"v":77496.146,"d":"77,496 "},{"v":32093.704,"d":"32,094 "},{"v":7017.357,"d":"7,017 "},{"v":2571.336,"d":"2,571 "},{"v":9.615,"d":"10 "},{"v":59962.839,"d":"59,963 "},{"v":191093.088,"d":"191,093 "},{"v":10862.881,"d":"10,863 "},{"v":4461.435,"d":"4,461 "},{"v":2885.369,"d":"2,885 "},{"v":2028.149,"d":"2,028 "},{"v":1357.888,"d":"1,358 "},{"v":17481.497,"d":"17,481 "},{"v":4576.252,"d":"4,576 "},{"v":633.592,"d":"634 "},{"v":18014.091,"d":"18,014 "},{"v":738.132,"d":"738 "},{"v":25494.02,"d":"25,494 "},{"v":949.746,"d":"950 "},{"v":561.911,"d":"562 "},{"v":5352.327,"d":"5,352 "},{"v":2463.444,"d":"2,463 "},{"v":215.93,"d":"216 "},{"v":1027.465,"d":"1,027 "},{"v":183.313,"d":"183 "},{"v":160.912,"d":"161 "},{"v":26.755,"d":"27 "},{"v":3.669,"d":"4 "},{"v":98.639,"d":"99 "},{"v":5.864,"d":"6 "},{"v":91.692,"d":"92 "},{"v":396.7,"d":"397 "},{"v":614.738,"d":"615 "},{"v":40.496,"d":"40 "},{"v":36.003,"d":"36 "},{"v":0,"d":"0 "},{"v":57.844,"d":"58 "},{"v":32.059,"d":"32 "},{"v":34.559,"d":"35 "},{"v":9.305,"d":"9 "},{"v":3193.886,"d":"3,194 "},{"v":0,"d":"0 "},{"v":36.134,"d":"36 "},{"v":20.374,"d":"20 "},{"v":24.985,"d":"25 "},{"v":15.368,"d":"15 "},{"v":383.389,"d":"383 "},{"v":39.114,"d":"39 "},{"v":106.172,"d":"106 "},{"v":188.545,"d":"189 "},{"v":13.545,"d":"14 "},{"v":193.071,"d":"193 "},{"v":4.595,"d":"5 "},{"v":4504.512,"d":"4,505 "},{"v":0,"d":"0 "},{"v":1819.388,"d":"1,819 "},{"v":19.164,"d":"19 "},{"v":23.73,"d":"24 "},{"v":71.108,"d":"71 "},{"v":2412.222,"d":"2,412 "},{"v":10.547,"d":"11 "},{"v":2.469,"d":"2 "},{"v":528.175,"d":"528 "},{"v":23.705,"d":"24 "},{"v":695.311,"d":"695 "},{"v":3820.75,"d":"3,821 "},{"v":216.289,"d":"216 "},{"v":4972.838,"d":"4,973 "},{"v":3.307,"d":"3 "},{"v":30.928,"d":"31 "},{"v":3.289,"d":"3 "},{"v":17.476,"d":"17 "},{"v":16979.84565,"d":"16,980 "},{"v":0,"d":"0 "},{"v":3.689,"d":"4 "},{"v":0,"d":"0 "},{"v":121.329,"d":"121 "},{"v":13.076,"d":"13 "},{"v":36.466,"d":"36 "},{"v":225.528,"d":"226 "},{"v":0,"d":"0 "},{"v":1093.91,"d":"1,094 "},{"v":445.061,"d":"445 "},{"v":44.628,"d":"45 "},{"v":29636.538,"d":"29,637 "},{"v":1680.313,"d":"1,680 "},{"v":25302.383,"d":"25,302 "},{"v":7.381,"d":"7 "},{"v":894.026,"d":"894 "},{"v":561.911,"d":"562 "},{"v":739.32189,"d":"739 "},{"v":0,"d":"0 "},{"v":0,"d":"0 "},{"v":8.562,"d":"9 "},{"v":1250.459,"d":"1,250 "},{"v":28.256,"d":"28 "},{"v":0,"d":"0 "},{"v":0,"d":"0 "},{"v":13155.28746,"d":"13,155 "},{"v":3671.677,"d":"3,672 "},{"v":5290.247,"d":"5,290 "},{"v":660.805,"d":"661 "},{"v":130.588,"d":"131 "},{"v":26113.778,"d":"26,114 "},{"v":1838.388,"d":"1,838 "},{"v":77496.146,"d":"77,496 "},{"v":776.853,"d":"777 "},{"v":7017.357,"d":"7,017 "},{"v":2571.336,"d":"2,571 "},{"v":9.615,"d":"10 "},{"v":59962.839,"d":"59,963 "},{"v":191093.088,"d":"191,093 "},{"v":10862.881,"d":"10,863 "},{"v":4461.435,"d":"4,461 "},{"v":2885.369,"d":"2,885 "},{"v":2028.149,"d":"2,028 "},{"v":1357.888,"d":"1,358 "},{"v":17481.497,"d":"17,481 "},{"v":4576.252,"d":"4,576 "},{"v":633.592,"d":"634 "},{"v":18014.091,"d":"18,014 "},{"v":738.132,"d":"738 "},{"v":184.256,"d":"184 "},{"v":55.72,"d":"56 "},{"v":0,"d":"0 "},{"v":5352.327,"d":"5,352 "},{"v":2463.444,"d":"2,463 "},{"v":215.93,"d":"216 "},{"v":1027.465,"d":"1,027 "},{"v":183.313,"d":"183 "},{"v":160.912,"d":"161 "},{"v":26.755,"d":"27 "},{"v":3.669,"d":"4 "},{"v":98.639,"d":"99 "},{"v":5.864,"d":"6 "},{"v":91.692,"d":"92 "},{"v":396.7,"d":"397 "},{"v":614.738,"d":"615 "},{"v":40.496,"d":"40 "},{"v":36.003,"d":"36 "},{"v":0,"d":"0 "},{"v":57.844,"d":"58 "},{"v":32.059,"d":"32 "},{"v":34.559,"d":"35 "},{"v":9.305,"d":"9 "},{"v":3193.886,"d":"3,194 "},{"v":0,"d":"0 "},{"v":36.134,"d":"36 "},{"v":20.374,"d":"20 "},{"v":24.985,"d":"25 "},{"v":15.368,"d":"15 "},{"v":383.389,"d":"383 "},{"v":39.114,"d":"39 "},{"v":106.172,"d":"106 "},{"v":188.545,"d":"189 "},{"v":13.545,"d":"14 "},{"v":193.071,"d":"193 "},{"v":4.595,"d":"5 "},{"v":4504.512,"d":"4,505 "},{"v":0,"d":"0 "},{"v":1819.388,"d":"1,819 "},{"v":19.164,"d":"19 "},{"v":23.73,"d":"24 "},{"v":71.108,"d":"71 "},{"v":2412.222,"d":"2,412 "},{"v":10.547,"d":"11 "},{"v":2.469,"d":"2 "},{"v":528.175,"d":"528 "},{"v":23.705,"d":"24 "},{"v":695.311,"d":"695 "},{"v":3820.75,"d":"3,821 "},{"v":216.289,"d":"216 "},{"v":4972.838,"d":"4,973 "},{"v":3.307,"d":"3 "},{"v":30.928,"d":"31 "},{"v":3.289,"d":"3 "},{"v":17.476,"d":"17 "},{"v":16979.84565,"d":"16,980 "},{"v":0,"d":"0 "},{"v":3.689,"d":"4 "},{"v":0,"d":"0 "},{"v":121.329,"d":"121 "},{"v":13.076,"d":"13 "},{"v":36.466,"d":"36 "},{"v":225.528,"d":"226 "},{"v":0,"d":"0 "},{"v":1093.91,"d":"1,094 "},{"v":445.061,"d":"445 "},{"v":44.628,"d":"45 "},{"v":58082.552,"d":"58,083 "},{"v":739.32189,"d":"739 "},{"v":8.562,"d":"9 "},{"v":1250.459,"d":"1,250 "},{"v":28.256,"d":"28 "},{"v":452827.29046,"d":"452,827 "},{"v":5592.303,"d":"5,592 "},{"v":4051.064,"d":"4,051 "},{"v":1278.553,"d":"1,279 "},{"v":3460.517,"d":"3,461 "},{"v":923.836,"d":"924 "},{"v":4509.107,"d":"4,509 "},{"v":1933.39,"d":"1,933 "},{"v":2425.238,"d":"2,425 "},{"v":1247.191,"d":"1,247 "},{"v":4037.039,"d":"4,037 "},{"v":5007.073,"d":"5,007 "},{"v":20.765,"d":"21 "},{"v":17379.93365,"d":"17,380 "},{"v":1538.971,"d":"1,539 "},{"v":44.628,"d":"45 "},{"v":58082.552,"d":"58,083 "},{"v":739.32189,"d":"739 "},{"v":8.562,"d":"9 "},{"v":1250.459,"d":"1,250 "},{"v":28.256,"d":"28 "},{"v":484144.14146,"d":"484,144 "},{"v":32358.004,"d":"32,358 "},{"v":4051.064,"d":"4,051 "},{"v":1278.553,"d":"1,279 "},{"v":3460.517,"d":"3,461 "},{"v":923.836,"d":"924 "},{"v":4509.107,"d":"4,509 "},{"v":1933.39,"d":"1,933 "},{"v":2425.238,"d":"2,425 "},{"v":1247.191,"d":"1,247 "},{"v":4037.039,"d":"4,037 "},{"v":5007.073,"d":"5,007 "},{"v":20.765,"d":"21 "},{"v":17379.93365,"d":"17,380 "},{"v":1538.971,"d":"1,539 "},{"v":44.628,"d":"45 "},{"v":0,"d":"0 "},{"v":78,"d":"78 "},{"v":0,"d":"0 "},{"v":0,"d":"0 "},{"v":3,"d":"3 "},{"v":62,"d":"62 "},{"v":8,"d":"8 "},{"v":0,"d":"0 "},{"v":0,"d":"0 "},{"v":1361,"d":"1,361 "},{"v":314,"d":"314 "},{"v":259,"d":"259 "},{"v":63,"d":"63 "},{"v":25,"d":"25 "},{"v":388,"d":"388 "},{"v":211,"d":"211 "},{"v":1158,"d":"1,158 "},{"v":139,"d":"139 "},{"v":702,"d":"702 "},{"v":152,"d":"152 "},{"v":1,"d":"1 "},{"v":486,"d":"486 "},{"v":484,"d":"484 "},{"v":340,"d":"340 "},{"v":434,"d":"434 "},{"v":210,"d":"210 "},{"v":216,"d":"216 "},{"v":114,"d":"114 "},{"v":527,"d":"527 "},{"v":312,"d":"312 "},{"v":78,"d":"78 "},{"v":1019,"d":"1,019 "},{"v":76,"d":"76 "},{"v":250,"d":"250 "},{"v":38,"d":"38 "},{"v":135,"d":"135 "},{"v":454,"d":"454 "},{"v":270,"d":"270 "},{"v":26,"d":"26 "},{"v":137,"d":"137 "},{"v":16,"d":"16 "},{"v":28,"d":"28 "},{"v":3,"d":"3 "},{"v":1,"d":"1 "},{"v":21,"d":"21 "},{"v":1,"d":"1 "},{"v":18,"d":"18 "},{"v":75,"d":"75 "},{"v":40,"d":"40 "},{"v":8,"d":"8 "},{"v":9,"d":"9 "},{"v":0,"d":"0 "},{"v":13,"d":"13 "},{"v":2,"d":"2 "},{"v":8,"d":"8 "},{"v":2,"d":"2 "},{"v":673,"d":"673 "},{"v":0,"d":"0 "},{"v":13,"d":"13 "},{"v":5,"d":"5 "},{"v":8,"d":"8 "},{"v":5,"d":"5 "},{"v":58,"d":"58 "},{"v":6,"d":"6 "},{"v":19,"d":"19 "},{"v":29,"d":"29 "},{"v":3,"d":"3 "},{"v":36,"d":"36 "},{"v":1,"d":"1 "},{"v":698,"d":"698 "},{"v":0,"d":"0 "},{"v":117,"d":"117 "},{"v":5,"d":"5 "},{"v":2,"d":"2 "},{"v":14,"d":"14 "},{"v":394,"d":"394 "},{"v":3,"d":"3 "},{"v":1,"d":"1 "},{"v":109,"d":"109 "},{"v":8,"d":"8 "},{"v":95,"d":"95 "},{"v":361,"d":"361 "},{"v":39,"d":"39 "},{"v":811,"d":"811 "},{"v":1,"d":"1 "},{"v":6,"d":"6 "},{"v":1,"d":"1 "},{"v":2,"d":"2 "},{"v":604,"d":"604 "},{"v":0,"d":"0 "},{"v":1,"d":"1 "},{"v":0,"d":"0 "},{"v":8,"d":"8 "},{"v":2,"d":"2 "},{"v":5,"d":"5 "},{"v":38,"d":"38 "},{"v":0,"d":"0 "},{"v":161,"d":"161 "},{"v":71,"d":"71 "},{"v":8,"d":"8 "},{"v":29,"d":"29 "},{"v":3,"d":"3 "},{"v":227,"d":"227 "},{"v":2,"d":"2 "},{"v":27,"d":"27 "},{"v":135,"d":"135 "},{"v":78,"d":"78 "},{"v":0,"d":"0 "},{"v":0,"d":"0 "},{"v":3,"d":"3 "},{"v":62,"d":"62 "},{"v":8,"d":"8 "},{"v":0,"d":"0 "},{"v":0,"d":"0 "},{"v":1361,"d":"1,361 "},{"v":314,"d":"314 "},{"v":259,"d":"259 "},{"v":63,"d":"63 "},{"v":25,"d":"25 "},{"v":388,"d":"388 "},{"v":211,"d":"211 "},{"v":1158,"d":"1,158 "},{"v":107,"d":"107 "},{"v":702,"d":"702 "},{"v":152,"d":"152 "},{"v":1,"d":"1 "},{"v":486,"d":"486 "},{"v":484,"d":"484 "},{"v":340,"d":"340 "},{"v":434,"d":"434 "},{"v":210,"d":"210 "},{"v":216,"d":"216 "},{"v":114,"d":"114 "},{"v":527,"d":"527 "},{"v":312,"d":"312 "},{"v":78,"d":"78 "},{"v":1019,"d":"1,019 "},{"v":76,"d":"76 "},{"v":21,"d":"21 "},{"v":11,"d":"11 "},{"v":0,"d":"0 "},{"v":454,"d":"454 "},{"v":270,"d":"270 "},{"v":26,"d":"26 "},{"v":137,"d":"137 "},{"v":16,"d":"16 "},{"v":28,"d":"28 "},{"v":3,"d":"3 "},{"v":1,"d":"1 "},{"v":21,"d":"21 "},{"v":1,"d":"1 "},{"v":18,"d":"18 "},{"v":75,"d":"75 "},{"v":40,"d":"40 "},{"v":8,"d":"8 "},{"v":9,"d":"9 "},{"v":0,"d":"0 "},{"v":13,"d":"13 "},{"v":2,"d":"2 "},{"v":8,"d":"8 "},{"v":2,"d":"2 "},{"v":673,"d":"673 "},{"v":0,"d":"0 "},{"v":13,"d":"13 "},{"v":5,"d":"5 "},{"v":8,"d":"8 "},{"v":5,"d":"5 "},{"v":58,"d":"58 "},{"v":6,"d":"6 "},{"v":19,"d":"19 "},{"v":29,"d":"29 "},{"v":3,"d":"3 "},{"v":36,"d":"36 "},{"v":1,"d":"1 "},{"v":698,"d":"698 "},{"v":0,"d":"0 "},{"v":117,"d":"117 "},{"v":5,"d":"5 "},{"v":2,"d":"2 "},{"v":14,"d":"14 "},{"v":394,"d":"394 "},{"v":3,"d":"3 "},{"v":1,"d":"1 "},{"v":109,"d":"109 "},{"v":8,"d":"8 "},{"v":95,"d":"95 "},{"v":361,"d":"361 "},{"v":39,"d":"39 "},{"v":811,"d":"811 "},{"v":1,"d":"1 "},{"v":6,"d":"6 "},{"v":1,"d":"1 "},{"v":2,"d":"2 "},{"v":604,"d":"604 "},{"v":0,"d":"0 "},{"v":1,"d":"1 "},{"v":0,"d":"0 "},{"v":8,"d":"8 "},{"v":2,"d":"2 "},{"v":5,"d":"5 "},{"v":38,"d":"38 "},{"v":0,"d":"0 "},{"v":161,"d":"161 "},{"v":71,"d":"71 "},{"v":8,"d":"8 "},{"v":423,"d":"423 "},{"v":78,"d":"78 "},{"v":3,"d":"3 "},{"v":62,"d":"62 "},{"v":8,"d":"8 "},{"v":9037,"d":"9,037 "},{"v":486,"d":"486 "},{"v":477,"d":"477 "},{"v":167,"d":"167 "},{"v":738,"d":"738 "},{"v":151,"d":"151 "},{"v":699,"d":"699 "},{"v":138,"d":"138 "},{"v":398,"d":"398 "},{"v":212,"d":"212 "},{"v":400,"d":"400 "},{"v":818,"d":"818 "},{"v":3,"d":"3 "},{"v":658,"d":"658 "},{"v":232,"d":"232 "},{"v":8,"d":"8 "},{"v":423,"d":"423 "},{"v":78,"d":"78 "},{"v":3,"d":"3 "},{"v":62,"d":"62 "},{"v":8,"d":"8 "},{"v":9069,"d":"9,069 "},{"v":877,"d":"877 "},{"v":477,"d":"477 "},{"v":167,"d":"167 "},{"v":738,"d":"738 "},{"v":151,"d":"151 "},{"v":699,"d":"699 "},{"v":138,"d":"138 "},{"v":398,"d":"398 "},{"v":212,"d":"212 "},{"v":400,"d":"400 "},{"v":818,"d":"818 "},{"v":3,"d":"3 "},{"v":658,"d":"658 "},{"v":232,"d":"232 "},{"v":8,"d":"8 "}]
["00_平成30年度",32,15,2,2018,"平成30年度","00","全国",null,{"v":734.27211,"d":"734 "},{"v":0,"d":"0 "},{"v":0,"d":"0 "},{"v":8.273,"d":"8 "},{"v":1197.978,"d":"1,198 "},{"v":31.28,"d":"31 "},{"v":0,"d":"0 "},{"v":0,"d":"0 "},{"v":13338.99656,"d":"13,339 "},{"v":3748.958,"d":"3,749 "},{"v":5115.829,"d":"5,116 "},{"v":617.723,"d":"618 "},{"v":117.065,"d":"117 "},{"v":25624.484,"d":"25,624 "},{"v":1782.657,"d":"1,783 "},{"v":75791.747,"d":"75,792 "},{"v":31699.73037,"d":"31,700 "},{"v":6661.636,"d":"6,662 "},{"v":2457.899,"d":"2,458 "},{"v":8.719,"d":"9 "},{"v":59829.561,"d":"59,830 "},{"v":186660.045,"d":"186,660 "},{"v":10143.474,"d":"10,143 "},{"v":4293.181,"d":"4,293 "},{"v":2891.914,"d":"2,892 "},{"v":1859.335,"d":"1,859 "},{"v":1310.959,"d":"1,311 "},{"v":16971.112,"d":"16,971 "},{"v":4342.802,"d":"4,343 "},{"v":559.98,"d":"560 "},{"v":17455.353,"d":"17,455 "},{"v":708.535,"d":"709 "},{"v":23779.258,"d":"23,779 "},{"v":971.303,"d":"971 "},{"v":554.792,"d":"555 "},{"v":5071.01792,"d":"5,071 "},{"v":2493.613,"d":"2,494 "},{"v":211.975,"d":"212 "},{"v":1025.705,"d":"1,026 "},{"v":198.762,"d":"199 "},{"v":157.09,"d":"157 "},{"v":28.913,"d":"29 "},{"v":0,"d":"0 "},{"v":72.03,"d":"72 "},{"v":5.561,"d":"6 "},{"v":89.387,"d":"89 "},{"v":370.506,"d":"371 "},{"v":590.111,"d":"590 "},{"v":38.887,"d":"39 "},{"v":25.478,"d":"25 "},{"v":0,"d":"0 "},{"v":48.855,"d":"49 "},{"v":26.544,"d":"27 "},{"v":33.246,"d":"33 "},{"v":8.854,"d":"9 "},{"v":2956.186,"d":"2,956 "},{"v":6.429,"d":"6 "},{"v":47.971,"d":"48 "},{"v":14.634,"d":"15 "},{"v":19.3,"d":"19 "},{"v":13.375,"d":"13 "},{"v":363.203,"d":"363 "},{"v":33.771,"d":"34 "},{"v":141.908,"d":"142 "},{"v":206.203,"d":"206 "},{"v":14.011,"d":"14 "},{"v":170.726,"d":"171 "},{"v":4.125,"d":"4 "},{"v":4351.96,"d":"4,352 "},{"v":6.94,"d":"7 "},{"v":1673.863,"d":"1,674 "},{"v":6.977,"d":"7 "},{"v":23.708,"d":"24 "},{"v":63.81,"d":"64 "},{"v":2345.381,"d":"2,345 "},{"v":6.448,"d":"6 "},{"v":2.376,"d":"2 "},{"v":511.952,"d":"512 "},{"v":22.527,"d":"23 "},{"v":698.713,"d":"699 "},{"v":3607.179,"d":"3,607 "},{"v":219.828,"d":"220 "},{"v":4748.325,"d":"4,748 "},{"v":3.246,"d":"3 "},{"v":26.881,"d":"27 "},{"v":3.317,"d":"3 "},{"v":16.307,"d":"16 "},{"v":17002.767054,"d":"17,003 "},{"v":0,"d":"0 "},{"v":2.873,"d":"3 "},{"v":4.909,"d":"5 "},{"v":144.348,"d":"144 "},{"v":14.349,"d":"14 "},{"v":32.274,"d":"32 "},{"v":237.389,"d":"237 "},{"v":0,"d":"0 "},{"v":1123.073,"d":"1,123 "},{"v":399.962,"d":"400 "},{"v":26.124,"d":"26 "},{"v":29240.14937,"d":"29,240 "},{"v":1715.089,"d":"1,715 "},{"v":23618.14,"d":"23,618 "},{"v":5.5,"d":"6 "},{"v":917.135,"d":"917 "},{"v":554.792,"d":"555 "},{"v":734.27211,"d":"734 "},{"v":0,"d":"0 "},{"v":0,"d":"0 "},{"v":8.273,"d":"8 "},{"v":1197.978,"d":"1,198 "},{"v":31.28,"d":"31 "},{"v":0,"d":"0 "},{"v":0,"d":"0 "},{"v":13338.99656,"d":"13,339 "},{"v":3748.958,"d":"3,749 "},{"v":5115.829,"d":"5,116 "},{"v":617.723,"d":"618 "},{"v":117.065,"d":"117 "},{"v":25624.484,"d":"25,624 "},{"v":1782.657,"d":"1,783 "},{"v":75791.747,"d":"75,792 "},{"v":744.492,"d":"744 "},{"v":6661.636,"d":"6,662 "},{"v":2457.899,"d":"2,458 "},{"v":8.719,"d":"9 "},{"v":59829.561,"d":"59,830 "},{"v":186660.045,"d":"186,660 "},{"v":10143.474,"d":"10,143 "},{"v":4293.181,"d":"4,293 "},{"v":2891.914,"d":"2,892 "},{"v":1859.335,"d":"1,859 "},{"v":1310.959,"d":"1,311 "},{"v":16971.112,"d":"16,971 "},{"v":4342.802,"d":"4,343 "},{"v":559.98,"d":"560 "},{"v":17455.353,"d":"17,455 "},{"v":708.535,"d":"709 "},{"v":155.618,"d":"156 "},{"v":54.168,"d":"54 "},{"v":0,"d":"0 "},{"v":5071.01792,"d":"5,071 "},{"v":2493.613,"d":"2,494 "},{"v":211.975,"d":"212 "},{"v":1025.705,"d":"1,026 "},{"v":198.762,"d":"199 "},{"v":157.09,"d":"157 "},{"v":28.913,"d":"29 "},{"v":0,"d":"0 "},{"v":72.03,"d":"72 "},{"v":5.561,"d":"6 "},{"v":89.387,"d":"89 "},{"v":370.506,"d":"371 "},{"v":590.111,"d":"590 "},{"v":38.887,"d":"39 "},{"v":25.478,"d":"25 "},{"v":0,"d":"0 "},{"v":48.855,"d":"49 "},{"v":26.544,"d":"27 "},{"v":33.246,"d":"33 "},{"v":8.854,"d":"9 "},{"v":2956.186,"d":"2,956 "},{"v":6.429,"d":"6 "},{"v":47.971,"d":"48 "},{"v":14.634,"d":"15 "},{"v":19.3,"d":"19 "},{"v":13.375,"d":"13 "},{"v":363.203,"d":"363 "},{"v":33.771,"d":"34 "},{"v":141.908,"d":"142 "},{"v":206.203,"d":"206 "},{"v":14.011,"d":"14 "},{"v":170.726,"d":"171 "},{"v":4.125,"d":"4 "},{"v":4351.96,"d":"4,352 "},{"v":6.94,"d":"7 "},{"v":1673.863,"d":"1,674 "},{"v":6.977,"d":"7 "},{"v":23.708,"d":"24 "},{"v":63.81,"d":"64 "},{"v":2345.381,"d":"2,345 "},{"v":6.448,"d":"6 "},{"v":2.376,"d":"2 "},{"v":511.952,"d":"512 "},{"v":22.527,"d":"23 "},{"v":698.713,"d":"699 "},{"v":3607.179,"d":"3,607 "},{"v":219.828,"d":"220 "},{"v":4748.325,"d":"4,748 "},{"v":3.246,"d":"3 "},{"v":26.881,"d":"27 "},{"v":3.317,"d":"3 "},{"v":16.307,"d":"16 "},{"v":17002.767054,"d":"17,003 "},{"v":0,"d":"0 "},{"v":2.873,"d":"3 "},{"v":4.909,"d":"5 "},{"v":144.348,"d":"144 "},{"v":14.349,"d":"14 "},{"v":32.274,"d":"32 "},{"v":237.389,"d":"237 "},{"v":0,"d":"0 "},{"v":1123.073,"d":"1,123 "},{"v":399.962,"d":"400 "},{"v":26.124,"d":"26 "},{"v":56050.80537,"d":"56,051 "},{"v":734.27211,"d":"734 "},{"v":8.273,"d":"8 "},{"v":1197.978,"d":"1,198 "},{"v":31.28,"d":"31 "},{"v":443036.45656,"d":"443,036 "},{"v":5280.80392,"d":"5,281 "},{"v":4087.145,"d":"4,087 "},{"v":1195.395,"d":"1,195 "},{"v":3200.872,"d":"3,201 "},{"v":929.822,"d":"930 "},{"v":4363.025,"d":"4,363 "},{"v":1768.358,"d":"1,768 "},{"v":2354.205,"d":"2,354 "},{"v":1233.192,"d":"1,233 "},{"v":3827.007,"d":"3,827 "},{"v":4778.452,"d":"4,778 "},{"v":19.624,"d":"20 "},{"v":17438.909054,"d":"17,439 "},{"v":1523.035,"d":"1,523 "},{"v":26.124,"d":"26 "},{"v":56050.80537,"d":"56,051 "},{"v":734.27211,"d":"734 "},{"v":8.273,"d":"8 "},{"v":1197.978,"d":"1,198 "},{"v":31.28,"d":"31 "},{"v":473991.69493,"d":"473,992 "},{"v":30376.37092,"d":"30,376 "},{"v":4087.145,"d":"4,087 "},{"v":1195.395,"d":"1,195 "},{"v":3200.872,"d":"3,201 "},{"v":929.822,"d":"930 "},{"v":4363.025,"d":"4,363 "},{"v":1768.358,"d":"1,768 "},{"v":2354.205,"d":"2,354 "},{"v":1233.192,"d":"1,233 "},{"v":3827.007,"d":"3,827 "},{"v":4778.452,"d":"4,778 "},{"v":19.624,"d":"20 "},{"v":17438.909054,"d":"17,439 "},{"v":1523.035,"d":"1,523 "},{"v":26.124,"d":"26 "},{"v":0,"d":"0 "},{"v":80,"d":"80 "},{"v":0,"d":"0 "},{"v":0,"d":"0 "},{"v":3,"d":"3 "},{"v":60,"d":"60 "},{"v":9,"d":"9 "},{"v":0,"d":"0 "},{"v":0,"d":"0 "},{"v":1373,"d":"1,373 "},{"v":315,"d":"315 "},{"v":250,"d":"250 "},{"v":61,"d":"61 "},{"v":24,"d":"24 "},{"v":387,"d":"387 "},{"v":211,"d":"211 "},{"v":1175,"d":"1,175 "},{"v":130,"d":"130 "},{"v":693,"d":"693 "},{"v":148,"d":"148 "},{"v":1,"d":"1 "},{"v":486,"d":"486 "},{"v":473,"d":"473 "},{"v":337,"d":"337 "},{"v":438,"d":"438 "},{"v":210,"d":"210 "},{"v":217,"d":"217 "},{"v":105,"d":"105 "},{"v":506,"d":"506 "},{"v":307,"d":"307 "},{"v":71,"d":"71 "},{"v":1022,"d":"1,022 "},{"v":73,"d":"73 "},{"v":244,"d":"244 "},{"v":38,"d":"38 "},{"v":136,"d":"136 "},{"v":459,"d":"459 "},{"v":266,"d":"266 "},{"v":25,"d":"25 "},{"v":136,"d":"136 "},{"v":17,"d":"17 "},{"v":28,"d":"28 "},{"v":4,"d":"4 "},{"v":0,"d":"0 "},{"v":16,"d":"16 "},{"v":1,"d":"1 "},{"v":17,"d":"17 "},{"v":78,"d":"78 "},{"v":39,"d":"39 "},{"v":8,"d":"8 "},{"v":6,"d":"6 "},{"v":0,"d":"0 "},{"v":11,"d":"11 "},{"v":2,"d":"2 "},{"v":8,"d":"8 "},{"v":2,"d":"2 "},{"v":647,"d":"647 "},{"v":1,"d":"1 "},{"v":14,"d":"14 "},{"v":4,"d":"4 "},{"v":7,"d":"7 "},{"v":4,"d":"4 "},{"v":56,"d":"56 "},{"v":6,"d":"6 "},{"v":27,"d":"27 "},{"v":33,"d":"33 "},{"v":3,"d":"3 "},{"v":32,"d":"32 "},{"v":1,"d":"1 "},{"v":681,"d":"681 "},{"v":1,"d":"1 "},{"v":114,"d":"114 "},{"v":2,"d":"2 "},{"v":2,"d":"2 "},{"v":13,"d":"13 "},{"v":391,"d":"391 "},{"v":2,"d":"2 "},{"v":1,"d":"1 "},{"v":107,"d":"107 "},{"v":8,"d":"8 "},{"v":97,"d":"97 "},{"v":359,"d":"359 "},{"v":39,"d":"39 "},{"v":807,"d":"807 "},{"v":1,"d":"1 "},{"v":6,"d":"6 "},{"v":1,"d":"1 "},{"v":2,"d":"2 "},{"v":592,"d":"592 "},{"v":0,"d":"0 "},{"v":1,"d":"1 "},{"v":1,"d":"1 "},{"v":8,"d":"8 "},{"v":2,"d":"2 "},{"v":5,"d":"5 "},{"v":35,"d":"35 "},{"v":0,"d":"0 "},{"v":162,"d":"162 "},{"v":68,"d":"68 "},{"v":6,"d":"6 "},{"v":30,"d":"30 "},{"v":3,"d":"3 "},{"v":224,"d":"224 "},{"v":1,"d":"1 "},{"v":27,"d":"27 "},{"v":136,"d":"136 "},{"v":80,"d":"80 "},{"v":0,"d":"0 "},{"v":0,"d":"0 "},{"v":3,"d":"3 "},{"v":60,"d":"60 "},{"v":9,"d":"9 "},{"v":0,"d":"0 "},{"v":0,"d":"0 "},{"v":1373,"d":"1,373 "},{"v":315,"d":"315 "},{"v":250,"d":"250 "},{"v":61,"d":"61 "},{"v":24,"d":"24 "},{"v":387,"d":"387 "},{"v":211,"d":"211 "},{"v":1175,"d":"1,175 "},{"v":97,"d":"97 "},{"v":693,"d":"693 "},{"v":148,"d":"148 "},{"v":1,"d":"1 "},{"v":486,"d":"486 "},{"v":473,"d":"473 "},{"v":337,"d":"337 "},{"v":438,"d":"438 "},{"v":210,"d":"210 "},{"v":217,"d":"217 "},{"v":105,"d":"105 "},{"v":506,"d":"506 "},{"v":307,"d":"307 "},{"v":71,"d":"71 "},{"v":1022,"d":"1,022 "},{"v":73,"d":"73 "},{"v":19,"d":"19 "},{"v":11,"d":"11 "},{"v":0,"d":"0 "},{"v":459,"d":"459 "},{"v":266,"d":"266 "},{"v":25,"d":"25 "},{"v":136,"d":"136 "},{"v":17,"d":"17 "},{"v":28,"d":"28 "},{"v":4,"d":"4 "},{"v":0,"d":"0 "},{"v":16,"d":"16 "},{"v":1,"d":"1 "},{"v":17,"d":"17 "},{"v":78,"d":"78 "},{"v":39,"d":"39 "},{"v":8,"d":"8 "},{"v":6,"d":"6 "},{"v":0,"d":"0 "},{"v":11,"d":"11 "},{"v":2,"d":"2 "},{"v":8,"d":"8 "},{"v":2,"d":"2 "},{"v":647,"d":"647 "},{"v":1,"d":"1 "},{"v":14,"d":"14 "},{"v":4,"d":"4 "},{"v":7,"d":"7 "},{"v":4,"d":"4 "},{"v":56,"d":"56 "},{"v":6,"d":"6 "},{"v":27,"d":"27 "},{"v":33,"d":"33 "},{"v":3,"d":"3 "},{"v":32,"d":"32 "},{"v":1,"d":"1 "},{"v":681,"d":"681 "},{"v":1,"d":"1 "},{"v":114,"d":"114 "},{"v":2,"d":"2 "},{"v":2,"d":"2 "},{"v":13,"d":"13 "},{"v":391,"d":"391 "},{"v":2,"d":"2 "},{"v":1,"d":"1 "},{"v":107,"d":"107 "},{"v":8,"d":"8 "},{"v":97,"d":"97 "},{"v":359,"d":"359 "},{"v":39,"d":"39 "},{"v":807,"d":"807 "},{"v":1,"d":"1 "},{"v":6,"d":"6 "},{"v":1,"d":"1 "},{"v":2,"d":"2 "},{"v":592,"d":"592 "},{"v":0,"d":"0 "},{"v":1,"d":"1 "},{"v":1,"d":"1 "},{"v":8,"d":"8 "},{"v":2,"d":"2 "},{"v":5,"d":"5 "},{"v":35,"d":"35 "},{"v":0,"d":"0 "},{"v":162,"d":"162 "},{"v":68,"d":"68 "},{"v":6,"d":"6 "},{"v":421,"d":"421 "},{"v":80,"d":"80 "},{"v":3,"d":"3 "},{"v":60,"d":"60 "},{"v":9,"d":"9 "},{"v":8980,"d":"8,980 "},{"v":489,"d":"489 "},{"v":472,"d":"472 "},{"v":163,"d":"163 "},{"v":706,"d":"706 "},{"v":157,"d":"157 "},{"v":683,"d":"683 "},{"v":131,"d":"131 "},{"v":394,"d":"394 "},{"v":212,"d":"212 "},{"v":398,"d":"398 "},{"v":814,"d":"814 "},{"v":3,"d":"3 "},{"v":644,"d":"644 "},{"v":230,"d":"230 "},{"v":6,"d":"6 "},{"v":421,"d":"421 "},{"v":80,"d":"80 "},{"v":3,"d":"3 "},{"v":60,"d":"60 "},{"v":9,"d":"9 "},{"v":9013,"d":"9,013 "},{"v":877,"d":"877 "},{"v":472,"d":"472 "},{"v":163,"d":"163 "},{"v":706,"d":"706 "},{"v":157,"d":"157 "},{"v":683,"d":"683 "},{"v":131,"d":"131 "},{"v":394,"d":"394 "},{"v":212,"d":"212 "},{"v":398,"d":"398 "},{"v":814,"d":"814 "},{"v":3,"d":"3 "},{"v":644,"d":"644 "},{"v":230,"d":"230 "},{"v":6,"d":"6 "}]
["00_令和元年度",33,16,2,2019,"令和元年度","00","全国",null,{"v":705.83756,"d":"706 "},{"v":0,"d":"0 "},{"v":0,"d":"0 "},{"v":9.1,"d":"9 "},{"v":1231.239,"d":"1,231 "},{"v":71.058,"d":"71 "},{"v":10.735,"d":"11 "},{"v":0,"d":"0 "},{"v":12558.70797,"d":"12,559 "},{"v":3628.8678871,"d":"3,629 "},{"v":4878.916,"d":"4,879 "},{"v":595.792,"d":"596 "},{"v":113.328,"d":"113 "},{"v":24232.357,"d":"24,232 "},{"v":1510.412,"d":"1,510 "},{"v":74866.339,"d":"74,866 "},{"v":30413.553,"d":"30,414 "},{"v":6144.42,"d":"6,144 "},{"v":2178.293,"d":"2,178 "},{"v":7.076,"d":"7 "},{"v":56168.182,"d":"56,168 "},{"v":175362.659,"d":"175,363 "},{"v":9640.488,"d":"9,640 "},{"v":3977.55,"d":"3,978 "},{"v":2052.282,"d":"2,052 "},{"v":1617.753,"d":"1,618 "},{"v":1206.474,"d":"1,206 "},{"v":15653.348,"d":"15,653 "},{"v":3867.897,"d":"3,868 "},{"v":496.467,"d":"496 "},{"v":16566.996,"d":"16,567 "},{"v":695.284,"d":"695 "},{"v":22489.225,"d":"22,489 "},{"v":796.069,"d":"796 "},{"v":535.299,"d":"535 "},{"v":4740.2186,"d":"4,740 "},{"v":2326.037,"d":"2,326 "},{"v":210.16,"d":"210 "},{"v":949.086,"d":"949 "},{"v":208.719,"d":"209 "},{"v":146.392,"d":"146 "},{"v":27.364,"d":"27 "},{"v":3.402,"d":"3 "},{"v":88.715,"d":"89 "},{"v":5.658,"d":"6 "},{"v":85.377,"d":"85 "},{"v":347.881,"d":"348 "},{"v":585.453,"d":"585 "},{"v":36.711,"d":"37 "},{"v":20,"d":"20 "},{"v":0,"d":"0 "},{"v":47.987,"d":"48 "},{"v":33.712,"d":"34 "},{"v":29.136,"d":"29 "},{"v":22.764,"d":"23 "},{"v":2564.232,"d":"2,564 "},{"v":7.443,"d":"7 "},{"v":93.514,"d":"94 "},{"v":17.977,"d":"18 "},{"v":115.67,"d":"116 "},{"v":12.082,"d":"12 "},{"v":324.905,"d":"325 "},{"v":25.931,"d":"26 "},{"v":160.284,"d":"160 "},{"v":192.849,"d":"193 "},{"v":14.1,"d":"14 "},{"v":159.539,"d":"160 "},{"v":3.617,"d":"4 "},{"v":4085.934,"d":"4,086 "},{"v":6.155,"d":"6 "},{"v":1578.133,"d":"1,578 "},{"v":7.259,"d":"7 "},{"v":22.475,"d":"22 "},{"v":56.012,"d":"56 "},{"v":2195.163,"d":"2,195 "},{"v":13.807,"d":"14 "},{"v":3,"d":"3 "},{"v":489.006,"d":"489 "},{"v":21.217,"d":"21 "},{"v":621.076,"d":"621 "},{"v":3422.42,"d":"3,422 "},{"v":212.924,"d":"213 "},{"v":4595.203,"d":"4,595 "},{"v":3.102,"d":"3 "},{"v":23.56,"d":"24 "},{"v":2.71,"d":"3 "},{"v":29.277,"d":"29 "},{"v":11543.2736859,"d":"11,543 "},{"v":0,"d":"0 "},{"v":2.638,"d":"3 "},{"v":0,"d":"0 "},{"v":177.073,"d":"177 "},{"v":9.168,"d":"9 "},{"v":28.156,"d":"28 "},{"v":243.164,"d":"243 "},{"v":0,"d":"0 "},{"v":1088.317,"d":"1,088 "},{"v":6038.61616,"d":"6,039 "},{"v":30.541,"d":"31 "},{"v":27972.64,"d":"27,973 "},{"v":1669.713,"d":"1,670 "},{"v":22241.661,"d":"22,242 "},{"v":0,"d":"0 "},{"v":742.162,"d":"742 "},{"v":533.577,"d":"534 "},{"v":705.83756,"d":"706 "},{"v":0,"d":"0 "},{"v":0,"d":"0 "},{"v":9.1,"d":"9 "},{"v":1231.239,"d":"1,231 "},{"v":71.058,"d":"71 "},{"v":10.735,"d":"11 "},{"v":0,"d":"0 "},{"v":12558.70797,"d":"12,559 "},{"v":3628.8678871,"d":"3,629 "},{"v":4878.916,"d":"4,879 "},{"v":595.792,"d":"596 "},{"v":113.328,"d":"113 "},{"v":24232.357,"d":"24,232 "},{"v":1510.412,"d":"1,510 "},{"v":74866.339,"d":"74,866 "},{"v":771.2,"d":"771 "},{"v":6144.42,"d":"6,144 "},{"v":2178.293,"d":"2,178 "},{"v":7.076,"d":"7 "},{"v":56168.182,"d":"56,168 "},{"v":175362.659,"d":"175,363 "},{"v":9640.488,"d":"9,640 "},{"v":3977.55,"d":"3,978 "},{"v":2052.282,"d":"2,052 "},{"v":1617.753,"d":"1,618 "},{"v":1206.474,"d":"1,206 "},{"v":15653.348,"d":"15,653 "},{"v":3867.897,"d":"3,868 "},{"v":496.467,"d":"496 "},{"v":16566.996,"d":"16,567 "},{"v":695.284,"d":"695 "},{"v":247.564,"d":"248 "},{"v":53.907,"d":"54 "},{"v":1.722,"d":"2 "},{"v":4740.2186,"d":"4,740 "},{"v":2326.037,"d":"2,326 "},{"v":210.16,"d":"210 "},{"v":949.086,"d":"949 "},{"v":208.719,"d":"209 "},{"v":146.392,"d":"146 "},{"v":27.364,"d":"27 "},{"v":3.402,"d":"3 "},{"v":88.715,"d":"89 "},{"v":5.658,"d":"6 "},{"v":85.377,"d":"85 "},{"v":347.881,"d":"348 "},{"v":585.453,"d":"585 "},{"v":36.711,"d":"37 "},{"v":20,"d":"20 "},{"v":0,"d":"0 "},{"v":47.987,"d":"48 "},{"v":33.712,"d":"34 "},{"v":29.136,"d":"29 "},{"v":22.764,"d":"23 "},{"v":2564.232,"d":"2,564 "},{"v":7.443,"d":"7 "},{"v":93.514,"d":"94 "},{"v":17.977,"d":"18 "},{"v":115.67,"d":"116 "},{"v":12.082,"d":"12 "},{"v":324.905,"d":"325 "},{"v":25.931,"d":"26 "},{"v":160.284,"d":"160 "},{"v":192.849,"d":"193 "},{"v":14.1,"d":"14 "},{"v":159.539,"d":"160 "},{"v":3.617,"d":"4 "},{"v":4085.934,"d":"4,086 "},{"v":6.155,"d":"6 "},{"v":1578.133,"d":"1,578 "},{"v":7.259,"d":"7 "},{"v":22.475,"d":"22 "},{"v":56.012,"d":"56 "},{"v":2195.163,"d":"2,195 "},{"v":13.807,"d":"14 "},{"v":3,"d":"3 "},{"v":489.006,"d":"489 "},{"v":21.217,"d":"21 "},{"v":621.076,"d":"621 "},{"v":3422.42,"d":"3,422 "},{"v":212.924,"d":"213 "},{"v":4595.203,"d":"4,595 "},{"v":3.102,"d":"3 "},{"v":23.56,"d":"24 "},{"v":2.71,"d":"3 "},{"v":29.277,"d":"29 "},{"v":11543.2736859,"d":"11,543 "},{"v":0,"d":"0 "},{"v":2.638,"d":"3 "},{"v":0,"d":"0 "},{"v":177.073,"d":"177 "},{"v":9.168,"d":"9 "},{"v":28.156,"d":"28 "},{"v":243.164,"d":"243 "},{"v":0,"d":"0 "},{"v":1088.317,"d":"1,088 "},{"v":6038.61616,"d":"6,039 "},{"v":30.541,"d":"31 "},{"v":53159.753,"d":"53,160 "},{"v":705.83756,"d":"706 "},{"v":9.1,"d":"9 "},{"v":1231.239,"d":"1,231 "},{"v":81.793,"d":"82 "},{"v":418791.0888571,"d":"418,791 "},{"v":5043.4116,"d":"5,043 "},{"v":3840.394,"d":"3,840 "},{"v":1180.561,"d":"1,181 "},{"v":2964.517,"d":"2,965 "},{"v":877.608,"d":"878 "},{"v":4095.706,"d":"4,096 "},{"v":1663.879,"d":"1,664 "},{"v":2211.97,"d":"2,212 "},{"v":1131.299,"d":"1,131 "},{"v":3635.344,"d":"3,635 "},{"v":4621.865,"d":"4,622 "},{"v":31.987,"d":"32 "},{"v":12003.4726859,"d":"12,003 "},{"v":7126.93316,"d":"7,127 "},{"v":30.541,"d":"31 "},{"v":53159.753,"d":"53,160 "},{"v":705.83756,"d":"706 "},{"v":9.1,"d":"9 "},{"v":1231.239,"d":"1,231 "},{"v":81.793,"d":"82 "},{"v":448433.4418571,"d":"448,433 "},{"v":28560.8116,"d":"28,561 "},{"v":3840.394,"d":"3,840 "},{"v":1180.561,"d":"1,181 "},{"v":2964.517,"d":"2,965 "},{"v":877.608,"d":"878 "},{"v":4095.706,"d":"4,096 "},{"v":1663.879,"d":"1,664 "},{"v":2211.97,"d":"2,212 "},{"v":1131.299,"d":"1,131 "},{"v":3635.344,"d":"3,635 "},{"v":4621.865,"d":"4,622 "},{"v":31.987,"d":"32 "},{"v":12003.4726859,"d":"12,003 "},{"v":7126.93316,"d":"7,127 "},{"v":30.541,"d":"31 "},{"v":0,"d":"0 "},{"v":81,"d":"81 "},{"v":0,"d":"0 "},{"v":0,"d":"0 "},{"v":3,"d":"3 "},{"v":62,"d":"62 "},{"v":9,"d":"9 "},{"v":1,"d":"1 "},{"v":0,"d":"0 "},{"v":1377,"d":"1,377 "},{"v":320,"d":"320 "},{"v":251,"d":"251 "},{"v":63,"d":"63 "},{"v":24,"d":"24 "},{"v":393,"d":"393 "},{"v":191,"d":"191 "},{"v":1185,"d":"1,185 "},{"v":134,"d":"134 "},{"v":694,"d":"694 "},{"v":149,"d":"149 "},{"v":1,"d":"1 "},{"v":471,"d":"471 "},{"v":479,"d":"479 "},{"v":339,"d":"339 "},{"v":441,"d":"441 "},{"v":209,"d":"209 "},{"v":208,"d":"208 "},{"v":102,"d":"102 "},{"v":512,"d":"512 "},{"v":306,"d":"306 "},{"v":71,"d":"71 "},{"v":1052,"d":"1,052 "},{"v":77,"d":"77 "},{"v":250,"d":"250 "},{"v":40,"d":"40 "},{"v":134,"d":"134 "},{"v":439,"d":"439 "},{"v":254,"d":"254 "},{"v":26,"d":"26 "},{"v":130,"d":"130 "},{"v":16,"d":"16 "},{"v":28,"d":"28 "},{"v":6,"d":"6 "},{"v":1,"d":"1 "},{"v":18,"d":"18 "},{"v":1,"d":"1 "},{"v":16,"d":"16 "},{"v":78,"d":"78 "},{"v":42,"d":"42 "},{"v":8,"d":"8 "},{"v":5,"d":"5 "},{"v":0,"d":"0 "},{"v":12,"d":"12 "},{"v":3,"d":"3 "},{"v":7,"d":"7 "},{"v":4,"d":"4 "},{"v":594,"d":"594 "},{"v":1,"d":"1 "},{"v":30,"d":"30 "},{"v":5,"d":"5 "},{"v":13,"d":"13 "},{"v":4,"d":"4 "},{"v":51,"d":"51 "},{"v":6,"d":"6 "},{"v":31,"d":"31 "},{"v":34,"d":"34 "},{"v":3,"d":"3 "},{"v":33,"d":"33 "},{"v":1,"d":"1 "},{"v":680,"d":"680 "},{"v":1,"d":"1 "},{"v":112,"d":"112 "},{"v":2,"d":"2 "},{"v":2,"d":"2 "},{"v":12,"d":"12 "},{"v":389,"d":"389 "},{"v":4,"d":"4 "},{"v":1,"d":"1 "},{"v":105,"d":"105 "},{"v":7,"d":"7 "},{"v":92,"d":"92 "},{"v":360,"d":"360 "},{"v":40,"d":"40 "},{"v":819,"d":"819 "},{"v":1,"d":"1 "},{"v":5,"d":"5 "},{"v":1,"d":"1 "},{"v":4,"d":"4 "},{"v":379,"d":"379 "},{"v":0,"d":"0 "},{"v":1,"d":"1 "},{"v":0,"d":"0 "},{"v":9,"d":"9 "},{"v":1,"d":"1 "},{"v":5,"d":"5 "},{"v":36,"d":"36 "},{"v":0,"d":"0 "},{"v":159,"d":"159 "},{"v":273,"d":"273 "},{"v":6,"d":"6 "},{"v":31,"d":"31 "},{"v":4,"d":"4 "},{"v":229,"d":"229 "},{"v":0,"d":"0 "},{"v":28,"d":"28 "},{"v":133,"d":"133 "},{"v":81,"d":"81 "},{"v":0,"d":"0 "},{"v":0,"d":"0 "},{"v":3,"d":"3 "},{"v":62,"d":"62 "},{"v":9,"d":"9 "},{"v":1,"d":"1 "},{"v":0,"d":"0 "},{"v":1377,"d":"1,377 "},{"v":320,"d":"320 "},{"v":251,"d":"251 "},{"v":63,"d":"63 "},{"v":24,"d":"24 "},{"v":393,"d":"393 "},{"v":191,"d":"191 "},{"v":1185,"d":"1,185 "},{"v":99,"d":"99 "},{"v":694,"d":"694 "},{"v":149,"d":"149 "},{"v":1,"d":"1 "},{"v":471,"d":"471 "},{"v":479,"d":"479 "},{"v":339,"d":"339 "},{"v":441,"d":"441 "},{"v":209,"d":"209 "},{"v":208,"d":"208 "},{"v":102,"d":"102 "},{"v":512,"d":"512 "},{"v":306,"d":"306 "},{"v":71,"d":"71 "},{"v":1052,"d":"1,052 "},{"v":77,"d":"77 "},{"v":21,"d":"21 "},{"v":12,"d":"12 "},{"v":1,"d":"1 "},{"v":439,"d":"439 "},{"v":254,"d":"254 "},{"v":26,"d":"26 "},{"v":130,"d":"130 "},{"v":16,"d":"16 "},{"v":28,"d":"28 "},{"v":6,"d":"6 "},{"v":1,"d":"1 "},{"v":18,"d":"18 "},{"v":1,"d":"1 "},{"v":16,"d":"16 "},{"v":78,"d":"78 "},{"v":42,"d":"42 "},{"v":8,"d":"8 "},{"v":5,"d":"5 "},{"v":0,"d":"0 "},{"v":12,"d":"12 "},{"v":3,"d":"3 "},{"v":7,"d":"7 "},{"v":4,"d":"4 "},{"v":594,"d":"594 "},{"v":1,"d":"1 "},{"v":30,"d":"30 "},{"v":5,"d":"5 "},{"v":13,"d":"13 "},{"v":4,"d":"4 "},{"v":51,"d":"51 "},{"v":6,"d":"6 "},{"v":31,"d":"31 "},{"v":34,"d":"34 "},{"v":3,"d":"3 "},{"v":33,"d":"33 "},{"v":1,"d":"1 "},{"v":680,"d":"680 "},{"v":1,"d":"1 "},{"v":112,"d":"112 "},{"v":2,"d":"2 "},{"v":2,"d":"2 "},{"v":12,"d":"12 "},{"v":389,"d":"389 "},{"v":4,"d":"4 "},{"v":1,"d":"1 "},{"v":105,"d":"105 "},{"v":7,"d":"7 "},{"v":92,"d":"92 "},{"v":360,"d":"360 "},{"v":40,"d":"40 "},{"v":819,"d":"819 "},{"v":1,"d":"1 "},{"v":5,"d":"5 "},{"v":1,"d":"1 "},{"v":4,"d":"4 "},{"v":379,"d":"379 "},{"v":0,"d":"0 "},{"v":1,"d":"1 "},{"v":0,"d":"0 "},{"v":9,"d":"9 "},{"v":1,"d":"1 "},{"v":5,"d":"5 "},{"v":36,"d":"36 "},{"v":0,"d":"0 "},{"v":159,"d":"159 "},{"v":273,"d":"273 "},{"v":6,"d":"6 "},{"v":425,"d":"425 "},{"v":81,"d":"81 "},{"v":3,"d":"3 "},{"v":62,"d":"62 "},{"v":10,"d":"10 "},{"v":9014,"d":"9,014 "},{"v":473,"d":"473 "},{"v":454,"d":"454 "},{"v":170,"d":"170 "},{"v":678,"d":"678 "},{"v":158,"d":"158 "},{"v":682,"d":"682 "},{"v":128,"d":"128 "},{"v":394,"d":"394 "},{"v":204,"d":"204 "},{"v":400,"d":"400 "},{"v":825,"d":"825 "},{"v":5,"d":"5 "},{"v":431,"d":"431 "},{"v":432,"d":"432 "},{"v":6,"d":"6 "},{"v":425,"d":"425 "},{"v":81,"d":"81 "},{"v":3,"d":"3 "},{"v":62,"d":"62 "},{"v":10,"d":"10 "},{"v":9049,"d":"9,049 "},{"v":863,"d":"863 "},{"v":454,"d":"454 "},{"v":170,"d":"170 "},{"v":678,"d":"678 "},{"v":158,"d":"158 "},{"v":682,"d":"682 "},{"v":128,"d":"128 "},{"v":394,"d":"394 "},{"v":204,"d":"204 "},{"v":400,"d":"400 "},{"v":825,"d":"825 "},{"v":5,"d":"5 "},{"v":431,"d":"431 "},{"v":432,"d":"432 "},{"v":6,"d":"6 "}]
["00_令和2年度",34,17,2,2020,"令和2年度","00","全国",null,{"v":527.7375,"d":"528 "},{"v":0,"d":"0 "},{"v":0,"d":"0 "},{"v":12.327,"d":"12 "},{"v":1136.663,"d":"1,137 "},{"v":22.546,"d":"23 "},{"v":0,"d":"0 "},{"v":0,"d":"0 "},{"v":11997.49747,"d":"11,997 "},{"v":3436.464,"d":"3,436 "},{"v":4146.014,"d":"4,146 "},{"v":517.785,"d":"518 "},{"v":102.951,"d":"103 "},{"v":22827.484,"d":"22,827 "},{"v":1482.432,"d":"1,482 "},{"v":69009.58,"d":"69,010 "},{"v":27111.919,"d":"27,112 "},{"v":5846.869,"d":"5,847 "},{"v":1966.431,"d":"1,966 "},{"v":5.913,"d":"6 "},{"v":51775.861,"d":"51,776 "},{"v":150603.88,"d":"150,604 "},{"v":8444.747,"d":"8,445 "},{"v":3511.597,"d":"3,512 "},{"v":1697.157,"d":"1,697 "},{"v":1554.957,"d":"1,555 "},{"v":1091.964,"d":"1,092 "},{"v":15642.872,"d":"15,643 "},{"v":3673.008,"d":"3,673 "},{"v":456.033,"d":"456 "},{"v":13587.948,"d":"13,588 "},{"v":620.257,"d":"620 "},{"v":22951.325,"d":"22,951 "},{"v":813.974,"d":"814 "},{"v":528.86,"d":"529 "},{"v":4561.6476,"d":"4,562 "},{"v":2274.99,"d":"2,275 "},{"v":198.365,"d":"198 "},{"v":860.628,"d":"861 "},{"v":230.917,"d":"231 "},{"v":123.316,"d":"123 "},{"v":19.952,"d":"20 "},{"v":3.015,"d":"3 "},{"v":76.126,"d":"76 "},{"v":5.145,"d":"5 "},{"v":73.538,"d":"74 "},{"v":408.215,"d":"408 "},{"v":536.178,"d":"536 "},{"v":41.95,"d":"42 "},{"v":28.461,"d":"28 "},{"v":0,"d":"0 "},{"v":43.535,"d":"44 "},{"v":31.858,"d":"32 "},{"v":25.696,"d":"26 "},{"v":20.303,"d":"20 "},{"v":2210.745,"d":"2,211 "},{"v":8.167,"d":"8 "},{"v":108.589,"d":"109 "},{"v":15.993,"d":"16 "},{"v":25.341,"d":"25 "},{"v":7.184,"d":"7 "},{"v":289.961,"d":"290 "},{"v":24.572,"d":"25 "},{"v":138.329,"d":"138 "},{"v":174.988,"d":"175 "},{"v":14.437,"d":"14 "},{"v":142.348,"d":"142 "},{"v":3.396,"d":"3 "},{"v":3486.101,"d":"3,486 "},{"v":6.424,"d":"6 "},{"v":1586.957,"d":"1,587 "},{"v":5.875,"d":"6 "},{"v":30.638,"d":"31 "},{"v":68.356,"d":"68 "},{"v":1556.893,"d":"1,557 "},{"v":7.147,"d":"7 "},{"v":8.179,"d":"8 "},{"v":366.024,"d":"366 "},{"v":15.452,"d":"15 "},{"v":520.582,"d":"521 "},{"v":3101.764,"d":"3,102 "},{"v":190.789,"d":"191 "},{"v":4461.125,"d":"4,461 "},{"v":1.911,"d":"2 "},{"v":22.695,"d":"23 "},{"v":3.234,"d":"3 "},{"v":13.23,"d":"13 "},{"v":16011.59973,"d":"16,012 "},{"v":0,"d":"0 "},{"v":2.564,"d":"3 "},{"v":3.455,"d":"3 "},{"v":201.44,"d":"201 "},{"v":15.12,"d":"15 "},{"v":23.658,"d":"24 "},{"v":215.785,"d":"216 "},{"v":0,"d":"0 "},{"v":1058.303,"d":"1,058 "},{"v":370.872,"d":"371 "},{"v":29.586,"d":"30 "},{"v":25017.975,"d":"25,018 "},{"v":1507.413,"d":"1,507 "},{"v":22714.818,"d":"22,715 "},{"v":0,"d":"0 "},{"v":768.301,"d":"768 "},{"v":528.86,"d":"529 "},{"v":527.7375,"d":"528 "},{"v":0,"d":"0 "},{"v":0,"d":"0 "},{"v":12.327,"d":"12 "},{"v":1136.663,"d":"1,137 "},{"v":22.546,"d":"23 "},{"v":0,"d":"0 "},{"v":0,"d":"0 "},{"v":11997.49747,"d":"11,997 "},{"v":3436.464,"d":"3,436 "},{"v":4146.014,"d":"4,146 "},{"v":517.785,"d":"518 "},{"v":102.951,"d":"103 "},{"v":22827.484,"d":"22,827 "},{"v":1482.432,"d":"1,482 "},{"v":69009.58,"d":"69,010 "},{"v":586.531,"d":"587 "},{"v":5846.869,"d":"5,847 "},{"v":1966.431,"d":"1,966 "},{"v":5.913,"d":"6 "},{"v":51775.861,"d":"51,776 "},{"v":150603.88,"d":"150,604 "},{"v":8444.747,"d":"8,445 "},{"v":3511.597,"d":"3,512 "},{"v":1697.157,"d":"1,697 "},{"v":1554.957,"d":"1,555 "},{"v":1091.964,"d":"1,092 "},{"v":15642.872,"d":"15,643 "},{"v":3673.008,"d":"3,673 "},{"v":456.033,"d":"456 "},{"v":13587.948,"d":"13,588 "},{"v":620.257,"d":"620 "},{"v":236.507,"d":"237 "},{"v":45.673,"d":"46 "},{"v":0,"d":"0 "},{"v":4561.6476,"d":"4,562 "},{"v":2274.99,"d":"2,275 "},{"v":198.365,"d":"198 "},{"v":860.628,"d":"861 "},{"v":230.917,"d":"231 "},{"v":123.316,"d":"123 "},{"v":19.952,"d":"20 "},{"v":3.015,"d":"3 "},{"v":76.126,"d":"76 "},{"v":5.145,"d":"5 "},{"v":73.538,"d":"74 "},{"v":408.215,"d":"408 "},{"v":536.178,"d":"536 "},{"v":41.95,"d":"42 "},{"v":28.461,"d":"28 "},{"v":0,"d":"0 "},{"v":43.535,"d":"44 "},{"v":31.858,"d":"32 "},{"v":25.696,"d":"26 "},{"v":20.303,"d":"20 "},{"v":2210.745,"d":"2,211 "},{"v":8.167,"d":"8 "},{"v":108.589,"d":"109 "},{"v":15.993,"d":"16 "},{"v":25.341,"d":"25 "},{"v":7.184,"d":"7 "},{"v":289.961,"d":"290 "},{"v":24.572,"d":"25 "},{"v":138.329,"d":"138 "},{"v":174.988,"d":"175 "},{"v":14.437,"d":"14 "},{"v":142.348,"d":"142 "},{"v":3.396,"d":"3 "},{"v":3486.101,"d":"3,486 "},{"v":6.424,"d":"6 "},{"v":1586.957,"d":"1,587 "},{"v":5.875,"d":"6 "},{"v":30.638,"d":"31 "},{"v":68.356,"d":"68 "},{"v":1556.893,"d":"1,557 "},{"v":7.147,"d":"7 "},{"v":8.179,"d":"8 "},{"v":366.024,"d":"366 "},{"v":15.452,"d":"15 "},{"v":520.582,"d":"521 "},{"v":3101.764,"d":"3,102 "},{"v":190.789,"d":"191 "},{"v":4461.125,"d":"4,461 "},{"v":1.911,"d":"2 "},{"v":22.695,"d":"23 "},{"v":3.234,"d":"3 "},{"v":13.23,"d":"13 "},{"v":16011.59973,"d":"16,012 "},{"v":0,"d":"0 "},{"v":2.564,"d":"3 "},{"v":3.455,"d":"3 "},{"v":201.44,"d":"201 "},{"v":15.12,"d":"15 "},{"v":23.658,"d":"24 "},{"v":215.785,"d":"216 "},{"v":0,"d":"0 "},{"v":1058.303,"d":"1,058 "},{"v":370.872,"d":"371 "},{"v":29.586,"d":"30 "},{"v":50537.367,"d":"50,537 "},{"v":527.7375,"d":"528 "},{"v":12.327,"d":"12 "},{"v":1136.663,"d":"1,137 "},{"v":22.546,"d":"23 "},{"v":374586.23247,"d":"374,586 "},{"v":4843.8276,"d":"4,844 "},{"v":3688.216,"d":"3,688 "},{"v":1164.119,"d":"1,164 "},{"v":2525.872,"d":"2,526 "},{"v":784.635,"d":"785 "},{"v":3495.921,"d":"3,496 "},{"v":1691.826,"d":"1,692 "},{"v":1572.219,"d":"1,572 "},{"v":902.058,"d":"902 "},{"v":3292.553,"d":"3,293 "},{"v":4485.731,"d":"4,486 "},{"v":16.464,"d":"16 "},{"v":16473.62173,"d":"16,474 "},{"v":1429.175,"d":"1,429 "},{"v":29.586,"d":"30 "},{"v":50537.367,"d":"50,537 "},{"v":527.7375,"d":"528 "},{"v":12.327,"d":"12 "},{"v":1136.663,"d":"1,137 "},{"v":22.546,"d":"23 "},{"v":401111.62047,"d":"401,112 "},{"v":28855.8066,"d":"28,856 "},{"v":3688.216,"d":"3,688 "},{"v":1164.119,"d":"1,164 "},{"v":2525.872,"d":"2,526 "},{"v":784.635,"d":"785 "},{"v":3495.921,"d":"3,496 "},{"v":1691.826,"d":"1,692 "},{"v":1572.219,"d":"1,572 "},{"v":902.058,"d":"902 "},{"v":3292.553,"d":"3,293 "},{"v":4485.731,"d":"4,486 "},{"v":16.464,"d":"16 "},{"v":16473.62173,"d":"16,474 "},{"v":1429.175,"d":"1,429 "},{"v":29.586,"d":"30 "},{"v":0,"d":"0 "},{"v":76,"d":"76 "},{"v":0,"d":"0 "},{"v":0,"d":"0 "},{"v":3,"d":"3 "},{"v":57,"d":"57 "},{"v":6,"d":"6 "},{"v":0,"d":"0 "},{"v":0,"d":"0 "},{"v":1354,"d":"1,354 "},{"v":323,"d":"323 "},{"v":242,"d":"242 "},{"v":64,"d":"64 "},{"v":25,"d":"25 "},{"v":382,"d":"382 "},{"v":197,"d":"197 "},{"v":1176,"d":"1,176 "},{"v":104,"d":"104 "},{"v":692,"d":"692 "},{"v":150,"d":"150 "},{"v":1,"d":"1 "},{"v":473,"d":"473 "},{"v":478,"d":"478 "},{"v":328,"d":"328 "},{"v":431,"d":"431 "},{"v":198,"d":"198 "},{"v":209,"d":"209 "},{"v":110,"d":"110 "},{"v":503,"d":"503 "},{"v":307,"d":"307 "},{"v":67,"d":"67 "},{"v":1025,"d":"1,025 "},{"v":75,"d":"75 "},{"v":245,"d":"245 "},{"v":40,"d":"40 "},{"v":138,"d":"138 "},{"v":457,"d":"457 "},{"v":257,"d":"257 "},{"v":25,"d":"25 "},{"v":124,"d":"124 "},{"v":17,"d":"17 "},{"v":25,"d":"25 "},{"v":3,"d":"3 "},{"v":1,"d":"1 "},{"v":19,"d":"19 "},{"v":1,"d":"1 "},{"v":16,"d":"16 "},{"v":85,"d":"85 "},{"v":43,"d":"43 "},{"v":9,"d":"9 "},{"v":8,"d":"8 "},{"v":0,"d":"0 "},{"v":13,"d":"13 "},{"v":2,"d":"2 "},{"v":6,"d":"6 "},{"v":4,"d":"4 "},{"v":549,"d":"549 "},{"v":1,"d":"1 "},{"v":34,"d":"34 "},{"v":4,"d":"4 "},{"v":8,"d":"8 "},{"v":2,"d":"2 "},{"v":50,"d":"50 "},{"v":6,"d":"6 "},{"v":31,"d":"31 "},{"v":35,"d":"35 "},{"v":3,"d":"3 "},{"v":31,"d":"31 "},{"v":1,"d":"1 "},{"v":656,"d":"656 "},{"v":1,"d":"1 "},{"v":110,"d":"110 "},{"v":2,"d":"2 "},{"v":4,"d":"4 "},{"v":14,"d":"14 "},{"v":370,"d":"370 "},{"v":3,"d":"3 "},{"v":2,"d":"2 "},{"v":105,"d":"105 "},{"v":5,"d":"5 "},{"v":95,"d":"95 "},{"v":358,"d":"358 "},{"v":40,"d":"40 "},{"v":804,"d":"804 "},{"v":1,"d":"1 "},{"v":5,"d":"5 "},{"v":1,"d":"1 "},{"v":2,"d":"2 "},{"v":574,"d":"574 "},{"v":0,"d":"0 "},{"v":1,"d":"1 "},{"v":1,"d":"1 "},{"v":10,"d":"10 "},{"v":2,"d":"2 "},{"v":5,"d":"5 "},{"v":38,"d":"38 "},{"v":0,"d":"0 "},{"v":161,"d":"161 "},{"v":66,"d":"66 "},{"v":6,"d":"6 "},{"v":30,"d":"30 "},{"v":3,"d":"3 "},{"v":225,"d":"225 "},{"v":0,"d":"0 "},{"v":30,"d":"30 "},{"v":138,"d":"138 "},{"v":76,"d":"76 "},{"v":0,"d":"0 "},{"v":0,"d":"0 "},{"v":3,"d":"3 "},{"v":57,"d":"57 "},{"v":6,"d":"6 "},{"v":0,"d":"0 "},{"v":0,"d":"0 "},{"v":1354,"d":"1,354 "},{"v":323,"d":"323 "},{"v":242,"d":"242 "},{"v":64,"d":"64 "},{"v":25,"d":"25 "},{"v":382,"d":"382 "},{"v":197,"d":"197 "},{"v":1176,"d":"1,176 "},{"v":71,"d":"71 "},{"v":692,"d":"692 "},{"v":150,"d":"150 "},{"v":1,"d":"1 "},{"v":473,"d":"473 "},{"v":478,"d":"478 "},{"v":328,"d":"328 "},{"v":431,"d":"431 "},{"v":198,"d":"198 "},{"v":209,"d":"209 "},{"v":110,"d":"110 "},{"v":503,"d":"503 "},{"v":307,"d":"307 "},{"v":67,"d":"67 "},{"v":1025,"d":"1,025 "},{"v":75,"d":"75 "},{"v":20,"d":"20 "},{"v":10,"d":"10 "},{"v":0,"d":"0 "},{"v":457,"d":"457 "},{"v":257,"d":"257 "},{"v":25,"d":"25 "},{"v":124,"d":"124 "},{"v":17,"d":"17 "},{"v":25,"d":"25 "},{"v":3,"d":"3 "},{"v":1,"d":"1 "},{"v":19,"d":"19 "},{"v":1,"d":"1 "},{"v":16,"d":"16 "},{"v":85,"d":"85 "},{"v":43,"d":"43 "},{"v":9,"d":"9 "},{"v":8,"d":"8 "},{"v":0,"d":"0 "},{"v":13,"d":"13 "},{"v":2,"d":"2 "},{"v":6,"d":"6 "},{"v":4,"d":"4 "},{"v":549,"d":"549 "},{"v":1,"d":"1 "},{"v":34,"d":"34 "},{"v":4,"d":"4 "},{"v":8,"d":"8 "},{"v":2,"d":"2 "},{"v":50,"d":"50 "},{"v":6,"d":"6 "},{"v":31,"d":"31 "},{"v":35,"d":"35 "},{"v":3,"d":"3 "},{"v":31,"d":"31 "},{"v":1,"d":"1 "},{"v":656,"d":"656 "},{"v":1,"d":"1 "},{"v":110,"d":"110 "},{"v":2,"d":"2 "},{"v":4,"d":"4 "},{"v":14,"d":"14 "},{"v":370,"d":"370 "},{"v":3,"d":"3 "},{"v":2,"d":"2 "},{"v":105,"d":"105 "},{"v":5,"d":"5 "},{"v":95,"d":"95 "},{"v":358,"d":"358 "},{"v":40,"d":"40 "},{"v":804,"d":"804 "},{"v":1,"d":"1 "},{"v":5,"d":"5 "},{"v":1,"d":"1 "},{"v":2,"d":"2 "},{"v":574,"d":"574 "},{"v":0,"d":"0 "},{"v":1,"d":"1 "},{"v":1,"d":"1 "},{"v":10,"d":"10 "},{"v":2,"d":"2 "},{"v":5,"d":"5 "},{"v":38,"d":"38 "},{"v":0,"d":"0 "},{"v":161,"d":"161 "},{"v":66,"d":"66 "},{"v":6,"d":"6 "},{"v":426,"d":"426 "},{"v":76,"d":"76 "},{"v":3,"d":"3 "},{"v":57,"d":"57 "},{"v":6,"d":"6 "},{"v":8881,"d":"8,881 "},{"v":487,"d":"487 "},{"v":448,"d":"448 "},{"v":177,"d":"177 "},{"v":631,"d":"631 "},{"v":156,"d":"156 "},{"v":658,"d":"658 "},{"v":130,"d":"130 "},{"v":375,"d":"375 "},{"v":205,"d":"205 "},{"v":398,"d":"398 "},{"v":810,"d":"810 "},{"v":3,"d":"3 "},{"v":631,"d":"631 "},{"v":227,"d":"227 "},{"v":6,"d":"6 "},{"v":426,"d":"426 "},{"v":76,"d":"76 "},{"v":3,"d":"3 "},{"v":57,"d":"57 "},{"v":6,"d":"6 "},{"v":8914,"d":"8,914 "},{"v":880,"d":"880 "},{"v":448,"d":"448 "},{"v":177,"d":"177 "},{"v":631,"d":"631 "},{"v":156,"d":"156 "},{"v":658,"d":"658 "},{"v":130,"d":"130 "},{"v":375,"d":"375 "},{"v":205,"d":"205 "},{"v":398,"d":"398 "},{"v":810,"d":"810 "},{"v":3,"d":"3 "},{"v":631,"d":"631 "},{"v":227,"d":"227 "},{"v":6,"d":"6 "}]
["00_令和3年度",18,18,2,2021,"令和3年度","00","全国",null,{"v":547.94,"d":"548 "},{"v":0,"d":"0 "},{"v":0,"d":"0 "},{"v":10.853,"d":"11 "},{"v":1102.276,"d":"1,102 "},{"v":24.82,"d":"25 "},{"v":0,"d":"0 "},{"v":0,"d":"0 "},{"v":12163.801,"d":"12,164 "},{"v":3405.203,"d":"3,405 "},{"v":4563.175,"d":"4,563 "},{"v":541.58,"d":"542 "},{"v":111.625,"d":"112 "},{"v":23128.171,"d":"23,128 "},{"v":1412.313,"d":"1,412 "},{"v":68901.73,"d":"68,902 "},{"v":27979.848,"d":"27,980 "},{"v":6123.205,"d":"6,123 "},{"v":2145.456,"d":"2,145 "},{"v":5.676,"d":"6 "},{"v":53490.586,"d":"53,491 "},{"v":171964.161,"d":"171,964 "},{"v":8872.142,"d":"8,872 "},{"v":3683.557,"d":"3,684 "},{"v":3259.05,"d":"3,259 "},{"v":1658.977,"d":"1,659 "},{"v":1182.892,"d":"1,183 "},{"v":16441.412,"d":"16,441 "},{"v":3825.02,"d":"3,825 "},{"v":410.282,"d":"410 "},{"v":14506.13,"d":"14,506 "},{"v":684.53,"d":"685 "},{"v":23179.112,"d":"23,179 "},{"v":795.172,"d":"795 "},{"v":553.398,"d":"553 "},{"v":4552.399,"d":"4,552 "},{"v":2289.243,"d":"2,289 "},{"v":193.329,"d":"193 "},{"v":806.878,"d":"807 "},{"v":276.622,"d":"277 "},{"v":127.834,"d":"128 "},{"v":24.527,"d":"25 "},{"v":2.687,"d":"3 "},{"v":113.189,"d":"113 "},{"v":6.275,"d":"6 "},{"v":73.674,"d":"74 "},{"v":401.903,"d":"402 "},{"v":541.762,"d":"542 "},{"v":43.076,"d":"43 "},{"v":33.066,"d":"33 "},{"v":0,"d":"0 "},{"v":51.465,"d":"51 "},{"v":29.548,"d":"30 "},{"v":30.003,"d":"30 "},{"v":23.08,"d":"23 "},{"v":2197.772,"d":"2,198 "},{"v":7.699,"d":"8 "},{"v":118.451,"d":"118 "},{"v":7.727,"d":"8 "},{"v":19.258,"d":"19 "},{"v":7.637,"d":"8 "},{"v":283.131,"d":"283 "},{"v":23.581,"d":"24 "},{"v":131.123,"d":"131 "},{"v":178.371,"d":"178 "},{"v":17.34,"d":"17 "},{"v":133.121,"d":"133 "},{"v":1.818,"d":"2 "},{"v":3703.439,"d":"3,703 "},{"v":0,"d":"0 "},{"v":1445.938,"d":"1,446 "},{"v":5.782,"d":"6 "},{"v":13.214,"d":"13 "},{"v":67.178,"d":"67 "},{"v":1762.298,"d":"1,762 "},{"v":12.18,"d":"12 "},{"v":8.705,"d":"9 "},{"v":392.174,"d":"392 "},{"v":18.224,"d":"18 "},{"v":591.931,"d":"592 "},{"v":3194.663,"d":"3,195 "},{"v":161.451,"d":"161 "},{"v":4482.964,"d":"4,483 "},{"v":1.991,"d":"2 "},{"v":22.106,"d":"22 "},{"v":4.123,"d":"4 "},{"v":12.488,"d":"12 "},{"v":16510.478,"d":"16,510 "},{"v":16.061,"d":"16 "},{"v":15.111,"d":"15 "},{"v":3.875,"d":"4 "},{"v":247.301,"d":"247 "},{"v":16.904,"d":"17 "},{"v":23.643,"d":"24 "},{"v":261.491,"d":"261 "},{"v":0,"d":"0 "},{"v":698.506,"d":"699 "},{"v":357.375,"d":"357 "},{"v":0,"d":"0 "},{"v":25772.406,"d":"25,772 "},{"v":1522.906,"d":"1,523 "},{"v":22932.28,"d":"22,932 "},{"v":20.322,"d":"20 "},{"v":751.173,"d":"751 "},{"v":553.398,"d":"553 "},{"v":547.94,"d":"548 "},{"v":0,"d":"0 "},{"v":0,"d":"0 "},{"v":10.853,"d":"11 "},{"v":1102.276,"d":"1,102 "},{"v":24.82,"d":"25 "},{"v":0,"d":"0 "},{"v":0,"d":"0 "},{"v":12163.801,"d":"12,164 "},{"v":3405.203,"d":"3,405 "},{"v":4563.175,"d":"4,563 "},{"v":541.58,"d":"542 "},{"v":111.625,"d":"112 "},{"v":23128.171,"d":"23,128 "},{"v":1412.313,"d":"1,412 "},{"v":68901.73,"d":"68,902 "},{"v":684.536,"d":"685 "},{"v":6123.205,"d":"6,123 "},{"v":2145.456,"d":"2,145 "},{"v":5.676,"d":"6 "},{"v":53490.586,"d":"53,491 "},{"v":171964.161,"d":"171,964 "},{"v":8872.142,"d":"8,872 "},{"v":3683.557,"d":"3,684 "},{"v":3259.05,"d":"3,259 "},{"v":1658.977,"d":"1,659 "},{"v":1182.892,"d":"1,183 "},{"v":16441.412,"d":"16,441 "},{"v":3825.02,"d":"3,825 "},{"v":410.282,"d":"410 "},{"v":14506.13,"d":"14,506 "},{"v":684.53,"d":"685 "},{"v":226.51,"d":"227 "},{"v":43.999,"d":"44 "},{"v":0,"d":"0 "},{"v":4552.399,"d":"4,552 "},{"v":2289.243,"d":"2,289 "},{"v":193.329,"d":"193 "},{"v":806.878,"d":"807 "},{"v":276.622,"d":"277 "},{"v":127.834,"d":"128 "},{"v":24.527,"d":"25 "},{"v":2.687,"d":"3 "},{"v":113.189,"d":"113 "},{"v":6.275,"d":"6 "},{"v":73.674,"d":"74 "},{"v":401.903,"d":"402 "},{"v":541.762,"d":"542 "},{"v":43.076,"d":"43 "},{"v":33.066,"d":"33 "},{"v":0,"d":"0 "},{"v":51.465,"d":"51 "},{"v":29.548,"d":"30 "},{"v":30.003,"d":"30 "},{"v":23.08,"d":"23 "},{"v":2197.772,"d":"2,198 "},{"v":7.699,"d":"8 "},{"v":118.451,"d":"118 "},{"v":7.727,"d":"8 "},{"v":19.258,"d":"19 "},{"v":7.637,"d":"8 "},{"v":283.131,"d":"283 "},{"v":23.581,"d":"24 "},{"v":131.123,"d":"131 "},{"v":178.371,"d":"178 "},{"v":17.34,"d":"17 "},{"v":133.121,"d":"133 "},{"v":1.818,"d":"2 "},{"v":3703.439,"d":"3,703 "},{"v":0,"d":"0 "},{"v":1445.938,"d":"1,446 "},{"v":5.782,"d":"6 "},{"v":13.214,"d":"13 "},{"v":67.178,"d":"67 "},{"v":1762.298,"d":"1,762 "},{"v":12.18,"d":"12 "},{"v":8.705,"d":"9 "},{"v":392.174,"d":"392 "},{"v":18.224,"d":"18 "},{"v":591.931,"d":"592 "},{"v":3194.663,"d":"3,195 "},{"v":161.451,"d":"161 "},{"v":4482.964,"d":"4,483 "},{"v":1.991,"d":"2 "},{"v":22.106,"d":"22 "},{"v":4.123,"d":"4 "},{"v":12.488,"d":"12 "},{"v":16510.478,"d":"16,510 "},{"v":16.061,"d":"16 "},{"v":15.111,"d":"15 "},{"v":3.875,"d":"4 "},{"v":247.301,"d":"247 "},{"v":16.904,"d":"17 "},{"v":23.643,"d":"24 "},{"v":261.491,"d":"261 "},{"v":0,"d":"0 "},{"v":698.506,"d":"699 "},{"v":357.375,"d":"357 "},{"v":0,"d":"0 "},{"v":51552.485,"d":"51,552 "},{"v":547.94,"d":"548 "},{"v":10.853,"d":"11 "},{"v":1102.276,"d":"1,102 "},{"v":24.82,"d":"25 "},{"v":403165.21,"d":"403,165 "},{"v":4822.908,"d":"4,823 "},{"v":3693.906,"d":"3,694 "},{"v":1207.093,"d":"1,207 "},{"v":2525.706,"d":"2,526 "},{"v":766.667,"d":"767 "},{"v":3705.257,"d":"3,705 "},{"v":1532.112,"d":"1,532 "},{"v":1783.183,"d":"1,783 "},{"v":1002.329,"d":"1,002 "},{"v":3356.114,"d":"3,356 "},{"v":4507.061,"d":"4,507 "},{"v":16.611,"d":"17 "},{"v":17094.864,"d":"17,095 "},{"v":1055.881,"d":"1,056 "},{"v":0,"d":"0 "},{"v":51552.485,"d":"51,552 "},{"v":547.94,"d":"548 "},{"v":10.853,"d":"11 "},{"v":1102.276,"d":"1,102 "},{"v":24.82,"d":"25 "},{"v":430460.522,"d":"430,461 "},{"v":29080.081,"d":"29,080 "},{"v":3693.906,"d":"3,694 "},{"v":1207.093,"d":"1,207 "},{"v":2525.706,"d":"2,526 "},{"v":766.667,"d":"767 "},{"v":3705.257,"d":"3,705 "},{"v":1532.112,"d":"1,532 "},{"v":1783.183,"d":"1,783 "},{"v":1002.329,"d":"1,002 "},{"v":3356.114,"d":"3,356 "},{"v":4507.061,"d":"4,507 "},{"v":16.611,"d":"17 "},{"v":17094.864,"d":"17,095 "},{"v":1055.881,"d":"1,056 "},{"v":0,"d":"0 "},{"v":0,"d":"0 "},{"v":81,"d":"81 "},{"v":0,"d":"0 "},{"v":0,"d":"0 "},{"v":3,"d":"3 "},{"v":54,"d":"54 "},{"v":7,"d":"7 "},{"v":0,"d":"0 "},{"v":0,"d":"0 "},{"v":1407,"d":"1,407 "},{"v":322,"d":"322 "},{"v":230,"d":"230 "},{"v":62,"d":"62 "},{"v":24,"d":"24 "},{"v":390,"d":"390 "},{"v":189,"d":"189 "},{"v":1191,"d":"1,191 "},{"v":129,"d":"129 "},{"v":706,"d":"706 "},{"v":148,"d":"148 "},{"v":1,"d":"1 "},{"v":465,"d":"465 "},{"v":475,"d":"475 "},{"v":325,"d":"325 "},{"v":435,"d":"435 "},{"v":205,"d":"205 "},{"v":212,"d":"212 "},{"v":114,"d":"114 "},{"v":484,"d":"484 "},{"v":316,"d":"316 "},{"v":61,"d":"61 "},{"v":1054,"d":"1,054 "},{"v":78,"d":"78 "},{"v":251,"d":"251 "},{"v":41,"d":"41 "},{"v":137,"d":"137 "},{"v":457,"d":"457 "},{"v":254,"d":"254 "},{"v":24,"d":"24 "},{"v":112,"d":"112 "},{"v":19,"d":"19 "},{"v":27,"d":"27 "},{"v":3,"d":"3 "},{"v":1,"d":"1 "},{"v":24,"d":"24 "},{"v":1,"d":"1 "},{"v":16,"d":"16 "},{"v":85,"d":"85 "},{"v":43,"d":"43 "},{"v":8,"d":"8 "},{"v":8,"d":"8 "},{"v":0,"d":"0 "},{"v":14,"d":"14 "},{"v":2,"d":"2 "},{"v":8,"d":"8 "},{"v":4,"d":"4 "},{"v":531,"d":"531 "},{"v":1,"d":"1 "},{"v":34,"d":"34 "},{"v":2,"d":"2 "},{"v":6,"d":"6 "},{"v":3,"d":"3 "},{"v":49,"d":"49 "},{"v":6,"d":"6 "},{"v":30,"d":"30 "},{"v":37,"d":"37 "},{"v":4,"d":"4 "},{"v":31,"d":"31 "},{"v":1,"d":"1 "},{"v":686,"d":"686 "},{"v":0,"d":"0 "},{"v":109,"d":"109 "},{"v":2,"d":"2 "},{"v":2,"d":"2 "},{"v":14,"d":"14 "},{"v":374,"d":"374 "},{"v":4,"d":"4 "},{"v":2,"d":"2 "},{"v":103,"d":"103 "},{"v":6,"d":"6 "},{"v":93,"d":"93 "},{"v":354,"d":"354 "},{"v":39,"d":"39 "},{"v":807,"d":"807 "},{"v":1,"d":"1 "},{"v":5,"d":"5 "},{"v":1,"d":"1 "},{"v":2,"d":"2 "},{"v":577,"d":"577 "},{"v":1,"d":"1 "},{"v":3,"d":"3 "},{"v":1,"d":"1 "},{"v":10,"d":"10 "},{"v":2,"d":"2 "},{"v":5,"d":"5 "},{"v":42,"d":"42 "},{"v":0,"d":"0 "},{"v":159,"d":"159 "},{"v":69,"d":"69 "},{"v":0,"d":"0 "},{"v":28,"d":"28 "},{"v":3,"d":"3 "},{"v":228,"d":"228 "},{"v":3,"d":"3 "},{"v":30,"d":"30 "},{"v":137,"d":"137 "},{"v":81,"d":"81 "},{"v":0,"d":"0 "},{"v":0,"d":"0 "},{"v":3,"d":"3 "},{"v":54,"d":"54 "},{"v":7,"d":"7 "},{"v":0,"d":"0 "},{"v":0,"d":"0 "},{"v":1407,"d":"1,407 "},{"v":322,"d":"322 "},{"v":230,"d":"230 "},{"v":62,"d":"62 "},{"v":24,"d":"24 "},{"v":390,"d":"390 "},{"v":189,"d":"189 "},{"v":1191,"d":"1,191 "},{"v":98,"d":"98 "},{"v":706,"d":"706 "},{"v":148,"d":"148 "},{"v":1,"d":"1 "},{"v":465,"d":"465 "},{"v":475,"d":"475 "},{"v":325,"d":"325 "},{"v":435,"d":"435 "},{"v":205,"d":"205 "},{"v":212,"d":"212 "},{"v":114,"d":"114 "},{"v":484,"d":"484 "},{"v":316,"d":"316 "},{"v":61,"d":"61 "},{"v":1054,"d":"1,054 "},{"v":78,"d":"78 "},{"v":20,"d":"20 "},{"v":11,"d":"11 "},{"v":0,"d":"0 "},{"v":457,"d":"457 "},{"v":254,"d":"254 "},{"v":24,"d":"24 "},{"v":112,"d":"112 "},{"v":19,"d":"19 "},{"v":27,"d":"27 "},{"v":3,"d":"3 "},{"v":1,"d":"1 "},{"v":24,"d":"24 "},{"v":1,"d":"1 "},{"v":16,"d":"16 "},{"v":85,"d":"85 "},{"v":43,"d":"43 "},{"v":8,"d":"8 "},{"v":8,"d":"8 "},{"v":0,"d":"0 "},{"v":14,"d":"14 "},{"v":2,"d":"2 "},{"v":8,"d":"8 "},{"v":4,"d":"4 "},{"v":531,"d":"531 "},{"v":1,"d":"1 "},{"v":34,"d":"34 "},{"v":2,"d":"2 "},{"v":6,"d":"6 "},{"v":3,"d":"3 "},{"v":49,"d":"49 "},{"v":6,"d":"6 "},{"v":30,"d":"30 "},{"v":37,"d":"37 "},{"v":4,"d":"4 "},{"v":31,"d":"31 "},{"v":1,"d":"1 "},{"v":686,"d":"686 "},{"v":0,"d":"0 "},{"v":109,"d":"109 "},{"v":2,"d":"2 "},{"v":2,"d":"2 "},{"v":14,"d":"14 "},{"v":374,"d":"374 "},{"v":4,"d":"4 "},{"v":2,"d":"2 "},{"v":103,"d":"103 "},{"v":6,"d":"6 "},{"v":93,"d":"93 "},{"v":354,"d":"354 "},{"v":39,"d":"39 "},{"v":807,"d":"807 "},{"v":1,"d":"1 "},{"v":5,"d":"5 "},{"v":1,"d":"1 "},{"v":2,"d":"2 "},{"v":577,"d":"577 "},{"v":1,"d":"1 "},{"v":3,"d":"3 "},{"v":1,"d":"1 "},{"v":10,"d":"10 "},{"v":2,"d":"2 "},{"v":5,"d":"5 "},{"v":42,"d":"42 "},{"v":0,"d":"0 "},{"v":159,"d":"159 "},{"v":69,"d":"69 "},{"v":0,"d":"0 "},{"v":429,"d":"429 "},{"v":81,"d":"81 "},{"v":3,"d":"3 "},{"v":54,"d":"54 "},{"v":7,"d":"7 "},{"v":8992,"d":"8,992 "},{"v":488,"d":"488 "},{"v":436,"d":"436 "},{"v":181,"d":"181 "},{"v":613,"d":"613 "},{"v":157,"d":"157 "},{"v":687,"d":"687 "},{"v":127,"d":"127 "},{"v":380,"d":"380 "},{"v":202,"d":"202 "},{"v":393,"d":"393 "},{"v":813,"d":"813 "},{"v":3,"d":"3 "},{"v":641,"d":"641 "},{"v":228,"d":"228 "},{"v":0,"d":"0 "},{"v":429,"d":"429 "},{"v":81,"d":"81 "},{"v":3,"d":"3 "},{"v":54,"d":"54 "},{"v":7,"d":"7 "},{"v":9023,"d":"9,023 "},{"v":886,"d":"886 "},{"v":436,"d":"436 "},{"v":181,"d":"181 "},{"v":613,"d":"613 "},{"v":157,"d":"157 "},{"v":687,"d":"687 "},{"v":127,"d":"127 "},{"v":380,"d":"380 "},{"v":202,"d":"202 "},{"v":393,"d":"393 "},{"v":813,"d":"813 "},{"v":3,"d":"3 "},{"v":641,"d":"641 "},{"v":228,"d":"228 "},{"v":0,"d":"0 "}]
["00_令和4年度",19,19,2,2022,"令和4年度","00","全国"]
["00_令和5年度",20,20,2,2023,"令和5年度","00","全国"]
["00_令和6年度",21,21,2,2024,"令和6年度","00","全国"]
["00_令和7年度",22,22,2,2025,"令和7年度","00","全国"]
["00_令和8年度",23,23,2,2026,"令和8年度","00","全国"]
["00_令和9年度",24,24,2,2027,"令和9年度","00","全国"]
["00_令和10年度",25,25,2,2028,"令和10年度","00","全国"]
["00_令和11年度",26,26,2,2029,"令和11年度","00","全国"]
["00_令和12年度",27,27,2,2030,"令和12年度","00","全国"]

{"sheet":"データシート3","index":11,"n_rows":368,"n_cols":40,"rows_kept":368}
["列key→",{"$nulls":8},"ea_太陽光（建物系）_設備","ea_太陽光（建物系）_年間発電","ea_太陽光（土地系）_設備","ea_太陽光（土地系）_年間発電","ea_風力（陸上）_設備","ea_風力（陸上）_年間発電","ea_中小水（河川）_設備","ea_中小水（河川）_年間発電","ea_中小水（農業用水路）_設備","ea_中小水（農業用水路）_年間発電","ea_地熱（蒸気フラッシュ発電）_設備","ea_地熱（バイナリー発電）_設備","ea_地熱（低温バイナリー発電）_設備","ea_地熱（蒸気フラッシュ発電）_年間発電","ea_地熱（バイナリー発電）_年間発電","ea_地熱（低温バイナリー発電）_年間発電","ea_合計_年間発電","ea_太陽熱_設備","ea_地中熱_設備",null,"da_製造業","da_建設業・鉱業","da_農林水産業","da_業務","da_家庭","da_旅客自動車","da_貨物自動車","da_鉄道","da_船舶","da_一般廃棄物","da_合計"]
[]
[]
[{"$nulls":8},"データシート名","データ（再エネポテンシャル）","データ（再エネポテンシャル）","データ（再エネポテンシャル）","データ（再エネポテンシャル）","データ（再エネポテンシャル）","データ（再エネポテンシャル）","データ（再エネポテンシャル）","データ（再エネポテンシャル）","データ（再エネポテンシャル）","データ（再エネポテンシャル）","データ（再エネポテンシャル）","データ（再エネポテンシャル）","データ（再エネポテンシャル）","データ（再エネポテンシャル）","データ（再エネポテンシャル）","データ（再エネポテンシャル）","データ（再エネポテンシャル）","データ（再エネポテンシャル）","データ（再エネポテンシャル）",null,"データ（電力需要）","データ（電力需要）","データ（電力需要）","データ（電力需要）","データ（電力需要）","データ（電力需要）","データ（電力需要）","データ（電力需要）","データ（電力需要）","データ（電力需要）","データ（電力需要）"]
[]
[{"$nulls":8},"単位","kW","kWh/年","kW","kWh/年","kW","kWh/年","kW","kWh/年","kW","kWh/年","kW","kW","kW","kWh/年","kWh/年","kWh/年","kWh/年","MJ/年","MJ/年",null,"kWh/年","kWh/年","kWh/年","kWh/年","kWh/年","kWh/年","kWh/年","kWh/年","kWh/年","kWh/年","kWh/年"]
[null,"B-D列はツール内で未使用"]
["行key↓","total","年度NO","比較地域NO","西暦","和暦","該当地域コード","該当地域名","アウトプット項目","太陽光（建物系）_設備","太陽光（建物系）_年間発電","太陽光（土地系）_設備","太陽光（土地系）_年間発電","風力（陸上）_設備","風力（陸上）_年間発電","中小水力（河川）_設備","中小水力（河川）_発電","中小水力（農業用水路）_設備","中小水力（農業用水路）_発電","地熱（蒸気フラッシュ発電）_設備","地熱（バイナリー発電）_設備","地熱（低温バイナリー発電）_設備","地熱（蒸気フラッシュ発電）_発電","地熱（バイナリー発電）_発電","地熱（低温バイナリー発電）_発電","合計_発電","太陽熱_利用可能熱量","地中熱_利用可能熱量",null,"製造業","建設業・鉱業","農林水産業","業務","家庭","旅客自動車","貨物自動車","鉄道","船舶","一般廃棄物","合計"]
["市区町村コード_令和6年度",1,18,1,2024,"令和6年度","市区町村コード","該当地区名","データ"]
["39203_令和6年度",2,18,2,2024,"令和6年度","39203","安芸市",null,{"v":122507,"d":"122,507 "},{"v":174688751,"d":"174,688,751 "},{"v":200138,"d":"200,138 "},{"v":283822935.99999994,"d":"283,822,936 "},{"v":15600,"d":"15,600 "},{"v":31280278,"d":"31,280,278 "},{"v":16683,"d":"16,683 "},{"v":95893276,"d":"95,893,276 "},{"v":120,"d":"120 "},{"v":996446,"d":"996,446 "},{"v":0,"d":"0 "},{"v":0,"d":"0 "},{"v":0,"d":"0 "},{"v":0,"d":"0 "},{"v":0,"d":"0 "},{"v":0,"d":"0 "},{"v":586681686.7663599,"d":"586,681,687 "},{"v":174008368,"d":"174,008,368 "},{"v":895380983.0000001,"d":"895,380,983 "}]
["39386_令和6年度",3,18,3,2024,"令和6年度","39386","いの町",null,{"v":128487,"d":"128,487 "},{"v":181736919,"d":"181,736,919 "},{"v":49826,"d":"49,826 "},{"v":70083763,"d":"70,083,763 "},{"v":157700,"d":"157,700 "},{"v":391465189,"d":"391,465,189 "},{"v":12631,"d":"12,631 "},{"v":71404710.99999999,"d":"71,404,711 "},{"v":0,"d":"0 "},{"v":0,"d":"0 "},{"v":0,"d":"0 "},{"v":0,"d":"0 "},{"v":0,"d":"0 "},{"v":0,"d":"0 "},{"v":0,"d":"0 "},{"v":0,"d":"0 "},{"v":714690582,"d":"714,690,582 "},{"v":176371385,"d":"176,371,385 "},{"v":987829761.0000001,"d":"987,829,761 "}]
["39306_令和6年度",4,18,4,2024,"令和6年度","39306","馬路村",null,{"v":10072,"d":"10,072 "},{"v":13909058.000000002,"d":"13,909,058 "},{"v":6934,"d":"6,934 "},{"v":9518787,"d":"9,518,787 "},{"v":56400,"d":"56,400 "},{"v":122833287,"d":"122,833,287 "},{"v":6903,"d":"6,903 "},{"v":39681225,"d":"39,681,225 "},{"v":0,"d":"0 "},{"v":0,"d":"0 "},{"v":0,"d":"0 "},{"v":0,"d":"0 "},{"v":0,"d":"0 "},{"v":0,"d":"0 "},{"v":0,"d":"0 "},{"v":0,"d":"0 "},{"v":185942357.00000003,"d":"185,942,357 "},{"v":3884979,"d":"3,884,979 "},{"v":44683842,"d":"44,683,842 "}]
["39364_令和6年度",5,18,5,2024,"令和6年度","39364","大川村",null,{"v":6886,"d":"6,886 "},{"v":8992646,"d":"8,992,646 "},{"v":3894,"d":"3,894 "},{"v":5067158,"d":"5,067,158 "},{"v":36000,"d":"36,000 "},{"v":93316836.99999999,"d":"93,316,837 "},{"v":4163,"d":"4,163 "},{"v":23942414,"d":"23,942,414 "},{"v":0,"d":"0 "},{"v":0,"d":"0 "},{"v":0,"d":"0 "},{"v":0,"d":"0 "},{"v":0,"d":"0 "},{"v":0,"d":"0 "},{"v":0,"d":"0 "},{"v":0,"d":"0 "},{"v":131319055,"d":"131,319,055 "},{"v":1944696,"d":"1,944,696 "},{"v":17911616,"d":"17,911,616 "}]
["39424_令和6年度",6,18,6,2024,"令和6年度","39424","大月町",null,{"v":42943,"d":"42,943 "},{"v":60018706,"d":"60,018,706 "},{"v":90708,"d":"90,708 "},{"v":126288525,"d":"126,288,525 "},{"v":63000,"d":"63,000 "},{"v":142189296.99999997,"d":"142,189,297 "},{"v":0,"d":"0 "},{"v":0,"d":"0 "},{"v":0,"d":"0 "},{"v":0,"d":"0 "},{"v":0,"d":"0 "},{"v":0,"d":"0 "},{"v":0,"d":"0 "},{"v":0,"d":"0 "},{"v":0,"d":"0 "},{"v":0,"d":"0 "},{"v":328496528,"d":"328,496,528 "},{"v":23657835,"d":"23,657,835 "},{"v":255827779,"d":"255,827,779 "}]
["39344_令和6年度",7,18,7,2024,"令和6年度","39344","大豊町",null,{"v":65488,"d":"65,488 "},{"v":86465565,"d":"86,465,565 "},{"v":23191,"d":"23,191 "},{"v":30518691.999999996,"d":"30,518,692 "},{"v":264800,"d":"264,800 "},{"v":675921890,"d":"675,921,890 "},{"v":14794,"d":"14,794 "},{"v":85073671,"d":"85,073,671 "},{"v":0,"d":"0 "},{"v":0,"d":"0 "},{"v":0,"d":"0 "},{"v":0,"d":"0 "},{"v":0,"d":"0 "},{"v":0,"d":"0 "},{"v":0,"d":"0 "},{"v":0,"d":"0 "},{"v":877979817.9999999,"d":"877,979,818 "},{"v":19303181,"d":"19,303,181 "},{"v":203852327.00000003,"d":"203,852,327 "}]
["39403_令和6年度",8,18,8,2024,"令和6年度","39403","越知町",null,{"v":39535,"d":"39,535 "},{"v":54179661.99999999,"d":"54,179,662 "},{"v":38254,"d":"38,254 "},{"v":52158881,"d":"52,158,881 "},{"v":29700,"d":"29,700 "},{"v":65205771,"d":"65,205,771 "},{"v":3649,"d":"3,649 "},{"v":20433898.000000004,"d":"20,433,898 "},{"v":0,"d":"0 "},{"v":0,"d":"0 "},{"v":0,"d":"0 "},{"v":0,"d":"0 "},{"v":0,"d":"0 "},{"v":0,"d":"0 "},{"v":0,"d":"0 "},{"v":0,"d":"0 "},{"v":191978212,"d":"191,978,212 "},{"v":50786177,"d":"50,786,177 "},{"v":277138713,"d":"277,138,713 "}]
["39212_令和6年度",9,18,9,2024,"令和6年度","39212","香美市",null,{"v":178716,"d":"178,716 "},{"v":252733518,"d":"252,733,518 "},{"v":225058,"d":"225,058 "},{"v":316508973,"d":"316,508,973 "},{"v":125300,"d":"125,300 "},{"v":276354989,"d":"276,354,989 "},{"v":24387,"d":"24,387 "},{"v":140178942,"d":"140,178,942 "},{"v":294,"d":"294 "},{"v":1694887,"d":"1,694,887 "},{"v":0,"d":"0 "},{"v":0,"d":"0 "},{"v":0,"d":"0 "},{"v":0,"d":"0 "},{"v":0,"d":"0 "},{"v":0,"d":"0 "},{"v":987471308.8395699,"d":"987,471,309 "},{"v":312808994,"d":"312,808,994 "},{"v":1549911849,"d":"1,549,911,849 "}]
["39305_令和6年度",10,18,10,2024,"令和6年度","39305","北川村",null,{"v":13851,"d":"13,851 "},{"v":20134934,"d":"20,134,934 "},{"v":32729.999999999996,"d":"32,730 "},{"v":47219004,"d":"47,219,004 "},{"v":97900,"d":"97,900 "},{"v":199268602.00000003,"d":"199,268,602 "},{"v":11269,"d":"11,269 "},{"v":63834828,"d":"63,834,828 "},{"v":42,"d":"42 "},{"v":347406.99999999994,"d":"347,407 "},{"v":0,"d":"0 "},{"v":0,"d":"0 "},{"v":0,"d":"0 "},{"v":0,"d":"0 "},{"v":0,"d":"0 "},{"v":0,"d":"0 "},{"v":330804775.44453,"d":"330,804,775 "},{"v":5694546,"d":"5,694,546 "},{"v":60460482.00000001,"d":"60,460,482 "}]
["39428_令和6年度",11,18,11,2024,"令和6年度","39428","黒潮町",null,{"v":77935,"d":"77,935 "},{"v":104875597,"d":"104,875,597 "},{"v":138336,"d":"138,336 "},{"v":185365043,"d":"185,365,043 "},{"v":129600,"d":"129,600 "},{"v":296286476.00000006,"d":"296,286,476 "},{"v":128,"d":"128 "},{"v":722708.9999999999,"d":"722,709 "},{"v":0,"d":"0 "},{"v":0,"d":"0 "},{"v":0,"d":"0 "},{"v":0,"d":"0 "},{"v":0,"d":"0 "},{"v":0,"d":"0 "},{"v":0,"d":"0 "},{"v":0,"d":"0 "},{"v":587249825,"d":"587,249,825 "},{"v":145409159,"d":"145,409,159 "},{"v":665321621,"d":"665,321,621 "}]
["39307_令和6年度",12,18,12,2024,"令和6年度","39307","芸西村",null,{"v":27748,"d":"27,748 "},{"v":39899817.99999999,"d":"39,899,818 "},{"v":65889,"d":"65,889 "},{"v":94225232.99999999,"d":"94,225,233 "},{"v":0,"d":"0 "},{"v":0,"d":"0 "},{"v":1429,"d":"1,429 "},{"v":8213286,"d":"8,213,286 "},{"v":0,"d":"0 "},{"v":0,"d":"0 "},{"v":0,"d":"0 "},{"v":0,"d":"0 "},{"v":0,"d":"0 "},{"v":0,"d":"0 "},{"v":0,"d":"0 "},{"v":0,"d":"0 "},{"v":142338337,"d":"142,338,337 "},{"v":15913348.999999998,"d":"15,913,349 "},{"v":196812250,"d":"196,812,250 "}]
["39201_令和6年度",13,18,13,2024,"令和6年度","39201","高知市",null,{"v":1045406,"d":"1,045,406 "},{"v":1461327185,"d":"1,461,327,185 "},{"v":307644,"d":"307,644 "},{"v":427335853,"d":"427,335,853 "},{"v":34500,"d":"34,500 "},{"v":71125292,"d":"71,125,292 "},{"v":4328,"d":"4,328 "},{"v":24628601,"d":"24,628,601 "},{"v":10,"d":"10 "},{"v":79732,"d":"79,732 "},{"v":0,"d":"0 "},{"v":0,"d":"0 "},{"v":0,"d":"0 "},{"v":0,"d":"0 "},{"v":0,"d":"0 "},{"v":0,"d":"0 "},{"v":1984496662.75898,"d":"1,984,496,663 "},{"v":2691313182,"d":"2,691,313,182 "},{"v":10855542387,"d":"10,855,542,387 "}]
["39211_令和6年度",14,18,14,2024,"令和6年度","39211","香南市",null,{"v":172272,"d":"172,272 "},{"v":246532798,"d":"246,532,798 "},{"v":352216,"d":"352,216 "},{"v":501236465,"d":"501,236,465 "},{"v":500,"d":"500 "},{"v":895002,"d":"895,002 "},{"v":59,"d":"59 "},{"v":337966.99999999994,"d":"337,967 "},{"v":1103,"d":"1,103 "},{"v":6288703.000000001,"d":"6,288,703 "},{"v":0,"d":"0 "},{"v":0,"d":"0 "},{"v":0,"d":"0 "},{"v":0,"d":"0 "},{"v":0,"d":"0 "},{"v":0,"d":"0 "},{"v":755290934.9610101,"d":"755,290,935 "},{"v":412349565.99999994,"d":"412,349,566 "},{"v":1694341863,"d":"1,694,341,863 "}]
["39402_令和6年度",15,18,15,2024,"令和6年度","39402","佐川町",null,{"v":80967,"d":"80,967 "},{"v":112001212,"d":"112,001,212 "},{"v":124214,"d":"124,214 "},{"v":171095055,"d":"171,095,055 "},{"v":21000,"d":"21,000 "},{"v":39853042,"d":"39,853,042 "},{"v":248,"d":"248 "},{"v":1390186.9999999998,"d":"1,390,187 "},{"v":0,"d":"0 "},{"v":0,"d":"0 "},{"v":0,"d":"0 "},{"v":0,"d":"0 "},{"v":0,"d":"0 "},{"v":0,"d":"0 "},{"v":0,"d":"0 "},{"v":0,"d":"0 "},{"v":324339496.00000006,"d":"324,339,496 "},{"v":129360371,"d":"129,360,371 "},{"v":640998444,"d":"640,998,444 "}]
["39210_令和6年度",16,18,16,2024,"令和6年度","39210","四万十市",null,{"v":210094,"d":"210,094 "},{"v":285031750,"d":"285,031,750 "},{"v":221965,"d":"221,965 "},{"v":299756697,"d":"299,756,697 "},{"v":446800,"d":"446,800 "},{"v":1165936004.9999998,"d":"1,165,936,005 "},{"v":321,"d":"321 "},{"v":1790109,"d":"1,790,109 "},{"v":0,"d":"0 "},{"v":0,"d":"0 "},{"v":0,"d":"0 "},{"v":0,"d":"0 "},{"v":0,"d":"0 "},{"v":0,"d":"0 "},{"v":0,"d":"0 "},{"v":0,"d":"0 "},{"v":1752514560.9999998,"d":"1,752,514,561 "},{"v":385676196,"d":"385,676,196 "},{"v":1740506846,"d":"1,740,506,846 "}]
["39412_令和6年度",17,18,17,2024,"令和6年度","39412","四万十町",null,{"v":154950,"d":"154,950 "},{"v":204668553,"d":"204,668,553 "},{"v":467810,"d":"467,810 "},{"v":615558567,"d":"615,558,567 "},{"v":327800,"d":"327,800 "},{"v":812325080,"d":"812,325,080 "},{"v":54,"d":"54 "},{"v":302255,"d":"302,255 "},{"v":0,"d":"0 "},{"v":0,"d":"0 "},{"v":0,"d":"0 "},{"v":0,"d":"0 "},{"v":0,"d":"0 "},{"v":0,"d":"0 "},{"v":0,"d":"0 "},{"v":0,"d":"0 "},{"v":1632854455,"d":"1,632,854,455 "},{"v":189533045,"d":"189,533,045 "},{"v":1036933314.9999999,"d":"1,036,933,315 "}]
["39208_令和6年度",18,18,18,2024,"令和6年度","39208","宿毛市",null,{"v":136916,"d":"136,916 "},{"v":188471669,"d":"188,471,669 "},{"v":237408,"d":"237,408 "},{"v":325813913,"d":"325,813,913 "},{"v":243800,"d":"243,800 "},{"v":600536279,"d":"600,536,279 "},{"v":901,"d":"901 "},{"v":5103002,"d":"5,103,002 "},{"v":0,"d":"0 "},{"v":0,"d":"0 "},{"v":0,"d":"0 "},{"v":0,"d":"0 "},{"v":0,"d":"0 "},{"v":0,"d":"0 "},{"v":0,"d":"0 "},{"v":0,"d":"0 "},{"v":1119924863,"d":"1,119,924,863 "},{"v":282670907,"d":"282,670,907 "},{"v":1197624281,"d":"1,197,624,281 "}]
["39206_令和6年度",19,18,19,2024,"令和6年度","39206","須崎市",null,{"v":127347,"d":"127,347 "},{"v":176092815,"d":"176,092,815 "},{"v":131393,"d":"131,393 "},{"v":180777845,"d":"180,777,845 "},{"v":4200,"d":"4,200 "},{"v":7857197,"d":"7,857,197 "},{"v":313,"d":"313 "},{"v":1465126,"d":"1,465,126 "},{"v":0,"d":"0 "},{"v":0,"d":"0 "},{"v":0,"d":"0 "},{"v":0,"d":"0 "},{"v":0,"d":"0 "},{"v":0,"d":"0 "},{"v":0,"d":"0 "},{"v":0,"d":"0 "},{"v":366192983,"d":"366,192,983 "},{"v":280165766,"d":"280,165,766 "},{"v":1112240811,"d":"1,112,240,811 "}]
["39303_令和6年度",20,18,20,2024,"令和6年度","39303","田野町",null,{"v":17976,"d":"17,976 "},{"v":25604347,"d":"25,604,347 "},{"v":20024,"d":"20,024 "},{"v":28329421.999999996,"d":"28,329,422 "},{"v":0,"d":"0 "},{"v":0,"d":"0 "},{"v":0,"d":"0 "},{"v":0,"d":"0 "},{"v":190,"d":"190 "},{"v":1578763.9999999998,"d":"1,578,764 "},{"v":0,"d":"0 "},{"v":0,"d":"0 "},{"v":0,"d":"0 "},{"v":0,"d":"0 "},{"v":0,"d":"0 "},{"v":0,"d":"0 "},{"v":55512532.59973,"d":"55,512,533 "},{"v":10820679,"d":"10,820,679 "},{"v":124954718.99999999,"d":"124,954,719 "}]
["39411_令和6年度",21,18,21,2024,"令和6年度","39411","津野町",null,{"v":46833,"d":"46,833 "},{"v":63318209,"d":"63,318,209 "},{"v":43069,"d":"43,069 "},{"v":57934419,"d":"57,934,419 "},{"v":74300,"d":"74,300 "},{"v":183081397,"d":"183,081,397 "},{"v":219,"d":"219 "},{"v":1168271,"d":"1,168,271 "},{"v":0,"d":"0 "},{"v":0,"d":"0 "},{"v":0,"d":"0 "},{"v":0,"d":"0 "},{"v":0,"d":"0 "},{"v":0,"d":"0 "},{"v":0,"d":"0 "},{"v":0,"d":"0 "},{"v":305502296,"d":"305,502,296 "},{"v":23111509,"d":"23,111,509 "},{"v":289753645,"d":"289,753,645 "}]
["39301_令和6年度",22,18,22,2024,"令和6年度","39301","東洋町",null,{"v":23558,"d":"23,558 "},{"v":32198025,"d":"32,198,025 "},{"v":51455,"d":"51,455 "},{"v":69851060,"d":"69,851,060 "},{"v":13300,"d":"13,300 "},{"v":24204084,"d":"24,204,084 "},{"v":314,"d":"314 "},{"v":1704116.9999999998,"d":"1,704,117 "},{"v":0,"d":"0 "},{"v":0,"d":"0 "},{"v":0,"d":"0 "},{"v":0,"d":"0 "},{"v":0,"d":"0 "},{"v":0,"d":"0 "},{"v":0,"d":"0 "},{"v":0,"d":"0 "},{"v":127957286,"d":"127,957,286 "},{"v":13033527,"d":"13,033,527 "},{"v":129965464,"d":"129,965,464 "}]
["39205_令和6年度",23,18,23,2024,"令和6年度","39205","土佐市",null,{"v":147845,"d":"147,845 "},{"v":209063438,"d":"209,063,438 "},{"v":138412,"d":"138,412 "},{"v":194790303.00000003,"d":"194,790,303 "},{"v":100,"d":"100 "},{"v":190526.99999999997,"d":"190,527 "},{"v":0,"d":"0 "},{"v":0,"d":"0 "},{"v":0,"d":"0 "},{"v":0,"d":"0 "},{"v":0,"d":"0 "},{"v":0,"d":"0 "},{"v":0,"d":"0 "},{"v":0,"d":"0 "},{"v":0,"d":"0 "},{"v":0,"d":"0 "},{"v":404044268,"d":"404,044,268 "},{"v":312101137,"d":"312,101,137 "},{"v":1378661945,"d":"1,378,661,945 "}]
["39209_令和6年度",24,18,24,2024,"令和6年度","39209","土佐清水市",null,{"v":98340,"d":"98,340 "},{"v":137505509,"d":"137,505,509 "},{"v":98454,"d":"98,454 "},{"v":136987016,"d":"136,987,016 "},{"v":369200,"d":"369,200 "},{"v":954696400,"d":"954,696,400 "},{"v":1419,"d":"1,419 "},{"v":8050732,"d":"8,050,732 "},{"v":0,"d":"0 "},{"v":0,"d":"0 "},{"v":0,"d":"0 "},{"v":0,"d":"0 "},{"v":0,"d":"0 "},{"v":0,"d":"0 "},{"v":0,"d":"0 "},{"v":0,"d":"0 "},{"v":1237239657,"d":"1,237,239,657 "},{"v":145381925,"d":"145,381,925 "},{"v":699235726,"d":"699,235,726 "}]
["39363_令和6年度",25,18,25,2024,"令和6年度","39363","土佐町",null,{"v":39527,"d":"39,527 "},{"v":51984136,"d":"51,984,136 "},{"v":40583,"d":"40,583 "},{"v":53152679,"d":"53,152,679 "},{"v":159000,"d":"159,000 "},{"v":367121416,"d":"367,121,416 "},{"v":959,"d":"959 "},{"v":5516901,"d":"5,516,901 "},{"v":0,"d":"0 "},{"v":0,"d":"0 "},{"v":0,"d":"0 "},{"v":0,"d":"0 "},{"v":0,"d":"0 "},{"v":0,"d":"0 "},{"v":0,"d":"0 "},{"v":0,"d":"0 "},{"v":477775132.00000006,"d":"477,775,132 "},{"v":16431683,"d":"16,431,683 "},{"v":185554996,"d":"185,554,996 "}]
["39401_令和6年度",26,18,26,2024,"令和6年度","39401","中土佐町",null,{"v":49532,"d":"49,532 "},{"v":65652357.99999999,"d":"65,652,358 "},{"v":86877,"d":"86,877 "},{"v":114631368.00000001,"d":"114,631,368 "},{"v":65200,"d":"65,200 "},{"v":135694264,"d":"135,694,264 "},{"v":50,"d":"50 "},{"v":280146,"d":"280,146 "},{"v":0,"d":"0 "},{"v":0,"d":"0 "},{"v":0,"d":"0 "},{"v":0,"d":"0 "},{"v":0,"d":"0 "},{"v":0,"d":"0 "},{"v":0,"d":"0 "},{"v":0,"d":"0 "},{"v":316258136,"d":"316,258,136 "},{"v":28424622,"d":"28,424,622 "},{"v":334567410,"d":"334,567,410 "}]
["39302_令和6年度",27,18,27,2024,"令和6年度","39302","奈半利町",null,{"v":21309,"d":"21,309 "},{"v":30368429,"d":"30,368,429 "},{"v":22760,"d":"22,760 "},{"v":32229476.999999996,"d":"32,229,477 "},{"v":6400,"d":"6,400 "},{"v":11006054,"d":"11,006,054 "},{"v":1258,"d":"1,258 "},{"v":7229820,"d":"7,229,820 "},{"v":0,"d":"0 "},{"v":0,"d":"0 "},{"v":0,"d":"0 "},{"v":0,"d":"0 "},{"v":0,"d":"0 "},{"v":0,"d":"0 "},{"v":0,"d":"0 "},{"v":0,"d":"0 "},{"v":80833780,"d":"80,833,780 "},{"v":15472611,"d":"15,472,611 "},{"v":158105407,"d":"158,105,407 "}]
["39204_令和6年度",28,18,28,2024,"令和6年度","39204","南国市",null,{"v":275455,"d":"275,455 "},{"v":390094041,"d":"390,094,041 "},{"v":357143,"d":"357,143 "},{"v":503517099,"d":"503,517,099 "},{"v":28500,"d":"28,500 "},{"v":59347851.00000001,"d":"59,347,851 "},{"v":352,"d":"352 "},{"v":2019946.9999999998,"d":"2,019,947 "},{"v":80,"d":"80 "},{"v":491260,"d":"491,260 "},{"v":0,"d":"0 "},{"v":0,"d":"0 "},{"v":0,"d":"0 "},{"v":0,"d":"0 "},{"v":0,"d":"0 "},{"v":0,"d":"0 "},{"v":955470198.37166,"d":"955,470,198 "},{"v":680396371,"d":"680,396,371 "},{"v":2947877047,"d":"2,947,877,047 "}]
["39387_令和6年度",29,18,29,2024,"令和6年度","39387","仁淀川町",null,{"v":64300,"d":"64,300 "},{"v":84980126,"d":"84,980,126 "},{"v":35131,"d":"35,131 "},{"v":46263673.00000001,"d":"46,263,673 "},{"v":179900,"d":"179,900 "},{"v":483696891,"d":"483,696,891 "},{"v":22003,"d":"22,003 "},{"v":123226666,"d":"123,226,666 "},{"v":0,"d":"0 "},{"v":0,"d":"0 "},{"v":0,"d":"0 "},{"v":0,"d":"0 "},{"v":0,"d":"0 "},{"v":0,"d":"0 "},{"v":0,"d":"0 "},{"v":0,"d":"0 "},{"v":738167356,"d":"738,167,356 "},{"v":26315575.000000004,"d":"26,315,575 "},{"v":284118488,"d":"284,118,488 "}]
["39410_令和6年度",30,18,30,2024,"令和6年度","39410","日高村",null,{"v":36453,"d":"36,453 "},{"v":51316727,"d":"51,316,727 "},{"v":24570,"d":"24,570 "},{"v":34423094,"d":"34,423,094 "},{"v":0,"d":"0 "},{"v":0,"d":"0 "},{"v":11,"d":"11 "},{"v":63761,"d":"63,761 "},{"v":0,"d":"0 "},{"v":0,"d":"0 "},{"v":0,"d":"0 "},{"v":0,"d":"0 "},{"v":0,"d":"0 "},{"v":0,"d":"0 "},{"v":0,"d":"0 "},{"v":0,"d":"0 "},{"v":85803582.00000001,"d":"85,803,582 "},{"v":20801934,"d":"20,801,934 "},{"v":241266332,"d":"241,266,332 "}]
["39427_令和6年度",31,18,31,2024,"令和6年度","39427","三原村",null,{"v":15460,"d":"15,460 "},{"v":21073869,"d":"21,073,869 "},{"v":76511,"d":"76,511 "},{"v":103796868,"d":"103,796,868 "},{"v":98700,"d":"98,700 "},{"v":244260128,"d":"244,260,128 "},{"v":0,"d":"0 "},{"v":0,"d":"0 "},{"v":0,"d":"0 "},{"v":0,"d":"0 "},{"v":0,"d":"0 "},{"v":0,"d":"0 "},{"v":0,"d":"0 "},{"v":0,"d":"0 "},{"v":0,"d":"0 "},{"v":0,"d":"0 "},{"v":369130865.00000006,"d":"369,130,865 "},{"v":7011916.999999999,"d":"7,011,917 "},{"v":73662358,"d":"73,662,358 "}]
["39202_令和6年度",32,18,32,2024,"令和6年度","39202","室戸市",null,{"v":103634,"d":"103,634 "},{"v":148617494,"d":"148,617,494 "},{"v":83840,"d":"83,840 "},{"v":119448321,"d":"119,448,321 "},{"v":124300,"d":"124,300 "},{"v":240018823,"d":"240,018,823 "},{"v":6537,"d":"6,537 "},{"v":36642950,"d":"36,642,950 "},{"v":0,"d":"0 "},{"v":0,"d":"0 "},{"v":0,"d":"0 "},{"v":0,"d":"0 "},{"v":0,"d":"0 "},{"v":0,"d":"0 "},{"v":0,"d":"0 "},{"v":0,"d":"0 "},{"v":544727588,"d":"544,727,588 "},{"v":160581658,"d":"160,581,658 "},{"v":777982187,"d":"777,982,187 "}]
["39341_令和6年度",33,18,33,2024,"令和6年度","39341","本山町",null,{"v":32966,"d":"32,966 "},{"v":43026205.99999999,"d":"43,026,206 "},{"v":31450,"d":"31,450 "},{"v":40900658,"d":"40,900,658 "},{"v":81400,"d":"81,400 "},{"v":181810091,"d":"181,810,091 "},{"v":4923,"d":"4,923 "},{"v":28310920,"d":"28,310,920 "},{"v":0,"d":"0 "},{"v":0,"d":"0 "},{"v":0,"d":"0 "},{"v":0,"d":"0 "},{"v":0,"d":"0 "},{"v":0,"d":"0 "},{"v":0,"d":"0 "},{"v":0,"d":"0 "},{"v":294047875,"d":"294,047,875 "},{"v":16751751,"d":"16,751,751 "},{"v":187941043,"d":"187,941,043 "}]
["39304_令和6年度",34,18,34,2024,"令和6年度","39304","安田町",null,{"v":22361,"d":"22,361 "},{"v":31620927,"d":"31,620,927 "},{"v":49717,"d":"49,717 "},{"v":69838928,"d":"69,838,928 "},{"v":0,"d":"0 "},{"v":0,"d":"0 "},{"v":3806,"d":"3,806 "},{"v":21879924,"d":"21,879,924 "},{"v":0,"d":"0 "},{"v":0,"d":"0 "},{"v":0,"d":"0 "},{"v":0,"d":"0 "},{"v":0,"d":"0 "},{"v":0,"d":"0 "},{"v":0,"d":"0 "},{"v":0,"d":"0 "},{"v":123339779,"d":"123,339,779 "},{"v":12163820,"d":"12,163,820 "},{"v":130470361,"d":"130,470,361 "}]
["39405_令和6年度",35,18,35,2024,"令和6年度","39405","梼原町",null,{"v":34791,"d":"34,791 "},{"v":42164286,"d":"42,164,286 "},{"v":28947,"d":"28,947 "},{"v":35068480,"d":"35,068,480 "},{"v":143600,"d":"143,600 "},{"v":388573482,"d":"388,573,482 "},{"v":96,"d":"96 "},{"v":499910,"d":"499,910 "},{"v":0,"d":"0 "},{"v":0,"d":"0 "},{"v":0,"d":"0 "},{"v":0,"d":"0 "},{"v":0,"d":"0 "},{"v":0,"d":"0 "},{"v":0,"d":"0 "},{"v":0,"d":"0 "},{"v":466306158,"d":"466,306,158 "},{"v":32913788,"d":"32,913,788 "},{"v":206500208.00000003,"d":"206,500,208 "}]
["_令和6年度",36,18,36,2024,"令和6年度","",""]
["_令和6年度",37,18,37,2024,"令和6年度","",""]
["_令和6年度",38,18,38,2024,"令和6年度","",""]
["_令和6年度",39,18,39,2024,"令和6年度","",""]
["_令和6年度",40,18,40,2024,"令和6年度","",""]
["_令和6年度",41,18,41,2024,"令和6年度","",""]
["_令和6年度",42,18,42,2024,"令和6年度","",""]
["_令和6年度",43,18,43,2024,"令和6年度","",""]
["_令和6年度",44,18,44,2024,"令和6年度","",""]
["_令和6年度",45,18,45,2024,"令和6年度","",""]
["_令和6年度",46,18,46,2024,"令和6年度","",""]
["_令和6年度",47,18,47,2024,"令和6年度","",""]
["_令和6年度",48,18,48,2024,"令和6年度","",""]
["_令和6年度",49,18,49,2024,"令和6年度","",""]
["_令和6年度",50,18,50,2024,"令和6年度","",""]
["_令和6年度",51,18,51,2024,"令和6年度","",""]
["_令和6年度",52,18,52,2024,"令和6年度","",""]
["_令和6年度",53,18,53,2024,"令和6年度","",""]
["_令和6年度",54,18,54,2024,"令和6年度","",""]
["_令和6年度",55,18,55,2024,"令和6年度","",""]
["_令和6年度",56,18,56,2024,"令和6年度","",""]
["_令和6年度",57,18,57,2024,"令和6年度","",""]
["_令和6年度",58,18,58,2024,"令和6年度","",""]
["_令和6年度",59,18,59,2024,"令和6年度","",""]
["_令和6年度",60,18,60,2024,"令和6年度","",""]
["_令和6年度",61,18,61,2024,"令和6年度","",""]
["_令和6年度",62,18,62,2024,"令和6年度","",""]
["_令和6年度",63,18,63,2024,"令和6年度","",""]
["_令和6年度",64,18,64,2024,"令和6年度","",""]
["_令和6年度",65,18,65,2024,"令和6年度","",""]
["_令和6年度",66,18,66,2024,"令和6年度","",""]
["_令和6年度",67,18,67,2024,"令和6年度","",""]
["_令和6年度",68,18,68,2024,"令和6年度","",""]
["_令和6年度",69,18,69,2024,"令和6年度","",""]
["_令和6年度",70,18,70,2024,"令和6年度","",""]
["_令和6年度",71,18,71,2024,"令和6年度","",""]
["_令和6年度",72,18,72,2024,"令和6年度","",""]
["_令和6年度",73,18,73,2024,"令和6年度","",""]
["_令和6年度",74,18,74,2024,"令和6年度","",""]
["_令和6年度",75,18,75,2024,"令和6年度","",""]
["_令和6年度",76,18,76,2024,"令和6年度","",""]
["_令和6年度",77,18,77,2024,"令和6年度","",""]
["_令和6年度",78,18,78,2024,"令和6年度","",""]
["_令和6年度",79,18,79,2024,"令和6年度","",""]
["_令和6年度",80,18,80,2024,"令和6年度","",""]
["_令和6年度",81,18,81,2024,"令和6年度","",""]
["_令和6年度",82,18,82,2024,"令和6年度","",""]
["_令和6年度",83,18,83,2024,"令和6年度","",""]
["_令和6年度",84,18,84,2024,"令和6年度","",""]
["_令和6年度",85,18,85,2024,"令和6年度","",""]
["_令和6年度",86,18,86,2024,"令和6年度","",""]
["_令和6年度",87,18,87,2024,"令和6年度","",""]
["_令和6年度",88,18,88,2024,"令和6年度","",""]
["_令和6年度",89,18,89,2024,"令和6年度","",""]
["_令和6年度",90,18,90,2024,"令和6年度","",""]
["_令和6年度",91,18,91,2024,"令和6年度","",""]
["_令和6年度",92,18,92,2024,"令和6年度","",""]
["_令和6年度",93,18,93,2024,"令和6年度","",""]
["_令和6年度",94,18,94,2024,"令和6年度","",""]
["_令和6年度",95,18,95,2024,"令和6年度","",""]
["_令和6年度",96,18,96,2024,"令和6年度","",""]
["_令和6年度",97,18,97,2024,"令和6年度","",""]
["_令和6年度",98,18,98,2024,"令和6年度","",""]
["_令和6年度",99,18,99,2024,"令和6年度","",""]
["_令和6年度",100,18,100,2024,"令和6年度","",""]
["_令和6年度",101,18,101,2024,"令和6年度","",""]
["_令和6年度",102,18,102,2024,"令和6年度","",""]
["_令和6年度",103,18,103,2024,"令和6年度","",""]
["_令和6年度",104,18,104,2024,"令和6年度","",""]
["_令和6年度",105,18,105,2024,"令和6年度","",""]
["_令和6年度",106,18,106,2024,"令和6年度","",""]
["_令和6年度",107,18,107,2024,"令和6年度","",""]
["_令和6年度",108,18,108,2024,"令和6年度","",""]
["_令和6年度",109,18,109,2024,"令和6年度","",""]
["_令和6年度",110,18,110,2024,"令和6年度","",""]
["_令和6年度",111,18,111,2024,"令和6年度","",""]
["_令和6年度",112,18,112,2024,"令和6年度","",""]
["_令和6年度",113,18,113,2024,"令和6年度","",""]
["_令和6年度",114,18,114,2024,"令和6年度","",""]
["_令和6年度",115,18,115,2024,"令和6年度","",""]
["_令和6年度",116,18,116,2024,"令和6年度","",""]
["_令和6年度",117,18,117,2024,"令和6年度","",""]
["_令和6年度",118,18,118,2024,"令和6年度","",""]
["_令和6年度",119,18,119,2024,"令和6年度","",""]
["_令和6年度",120,18,120,2024,"令和6年度","",""]
["_令和6年度",121,18,121,2024,"令和6年度","",""]
["_令和6年度",122,18,122,2024,"令和6年度","",""]
["_令和6年度",123,18,123,2024,"令和6年度","",""]
["_令和6年度",124,18,124,2024,"令和6年度","",""]
["_令和6年度",125,18,125,2024,"令和6年度","",""]
["_令和6年度",126,18,126,2024,"令和6年度","",""]
["_令和6年度",127,18,127,2024,"令和6年度","",""]
["_令和6年度",128,18,128,2024,"令和6年度","",""]
["_令和6年度",129,18,129,2024,"令和6年度","",""]
["_令和6年度",130,18,130,2024,"令和6年度","",""]
["_令和6年度",131,18,131,2024,"令和6年度","",""]
["_令和6年度",132,18,132,2024,"令和6年度","",""]
["_令和6年度",133,18,133,2024,"令和6年度","",""]
["_令和6年度",134,18,134,2024,"令和6年度","",""]
["_令和6年度",135,18,135,2024,"令和6年度","",""]
["_令和6年度",136,18,136,2024,"令和6年度","",""]
["_令和6年度",137,18,137,2024,"令和6年度","",""]
["_令和6年度",138,18,138,2024,"令和6年度","",""]
["_令和6年度",139,18,139,2024,"令和6年度","",""]
["_令和6年度",140,18,140,2024,"令和6年度","",""]
["_令和6年度",141,18,141,2024,"令和6年度","",""]
["_令和6年度",142,18,142,2024,"令和6年度","",""]
["_令和6年度",143,18,143,2024,"令和6年度","",""]
["_令和6年度",144,18,144,2024,"令和6年度","",""]
["_令和6年度",145,18,145,2024,"令和6年度","",""]
["_令和6年度",146,18,146,2024,"令和6年度","",""]
["_令和6年度",147,18,147,2024,"令和6年度","",""]
["_令和6年度",148,18,148,2024,"令和6年度","",""]
["_令和6年度",149,18,149,2024,"令和6年度","",""]
["_令和6年度",150,18,150,2024,"令和6年度","",""]
["_令和6年度",151,18,151,2024,"令和6年度","",""]
["_令和6年度",152,18,152,2024,"令和6年度","",""]
["_令和6年度",153,18,153,2024,"令和6年度","",""]
["_令和6年度",154,18,154,2024,"令和6年度","",""]
["_令和6年度",155,18,155,2024,"令和6年度","",""]
["_令和6年度",156,18,156,2024,"令和6年度","",""]
["_令和6年度",157,18,157,2024,"令和6年度","",""]
["_令和6年度",158,18,158,2024,"令和6年度","",""]
["_令和6年度",159,18,159,2024,"令和6年度","",""]
["_令和6年度",160,18,160,2024,"令和6年度","",""]
["_令和6年度",161,18,161,2024,"令和6年度","",""]
["_令和6年度",162,18,162,2024,"令和6年度","",""]
["_令和6年度",163,18,163,2024,"令和6年度","",""]
["_令和6年度",164,18,164,2024,"令和6年度","",""]
["_令和6年度",165,18,165,2024,"令和6年度","",""]
["_令和6年度",166,18,166,2024,"令和6年度","",""]
["_令和6年度",167,18,167,2024,"令和6年度","",""]
["_令和6年度",168,18,168,2024,"令和6年度","",""]
["_令和6年度",169,18,169,2024,"令和6年度","",""]
["_令和6年度",170,18,170,2024,"令和6年度","",""]
["_令和6年度",171,18,171,2024,"令和6年度","",""]
["_令和6年度",172,18,172,2024,"令和6年度","",""]
["_令和6年度",173,18,173,2024,"令和6年度","",""]
["_令和6年度",174,18,174,2024,"令和6年度","",""]
["_令和6年度",175,18,175,2024,"令和6年度","",""]
["_令和6年度",176,18,176,2024,"令和6年度","",""]
["_令和6年度",177,18,177,2024,"令和6年度","",""]
["_令和6年度",178,18,178,2024,"令和6年度","",""]
["_令和6年度",179,18,179,2024,"令和6年度","",""]
["_令和6年度",180,18,180,2024,"令和6年度","",""]
["市区町村コード_令和4年度",181,16,1,2022,"令和4年度","市区町村コード","該当地区名"]
["39203_令和4年度",182,16,2,2022,"令和4年度","39203","安芸市",{"$nulls":21},{"v":8344572.037651087,"d":"8,344,572 "},{"v":1061300.38903619,"d":"1,061,300 "},{"v":1984748.2454711925,"d":"1,984,748 "},{"v":29682898.820168085,"d":"29,682,899 "},{"v":37885909.014717445,"d":"37,885,909 "},{"v":0,"d":"0 "},{"v":0,"d":"0 "},{"v":2096381.624699521,"d":"2,096,382 "},{"v":0,"d":"0 "},{"v":0,"d":"0 "},{"v":81055810.13174352,"d":"81,055,810 "}]
["39386_令和4年度",183,16,3,2022,"令和4年度","39386","いの町",{"$nulls":21},{"v":27828879.36257866,"d":"27,828,879 "},{"v":1726211.4761432009,"d":"1,726,211 "},{"v":1525396.031453842,"d":"1,525,396 "},{"v":32863606.59932435,"d":"32,863,607 "},{"v":48842461.09911308,"d":"48,842,461 "},{"v":0,"d":"0 "},{"v":0,"d":"0 "},{"v":2776753.3389306134,"d":"2,776,753 "},{"v":0,"d":"0 "},{"v":0,"d":"0 "},{"v":115563307.90754373,"d":"115,563,308 "}]
["39306_令和4年度",184,16,4,2022,"令和4年度","39306","馬路村",{"$nulls":21},{"v":3548383.9174409574,"d":"3,548,384 "},{"v":185407.89928945492,"d":"185,408 "},{"v":416017.0994874115,"d":"416,017 "},{"v":1451336.9411884355,"d":"1,451,337 "},{"v":1989528.8208325983,"d":"1,989,529 "},{"v":0,"d":"0 "},{"v":0,"d":"0 "},{"v":106788.27247468458,"d":"106,788 "},{"v":0,"d":"0 "},{"v":0,"d":"0 "},{"v":7697462.950713541,"d":"7,697,463 "}]
["39364_令和4年度",185,16,5,2022,"令和4年度","39364","大川村",{"$nulls":21},{"v":0,"d":"0 "},{"v":102294.01340107857,"d":"102,294 "},{"v":364014.9620514851,"d":"364,015 "},{"v":700645.4198840724,"d":"700,645 "},{"v":1004193.4569605296,"d":"1,004,193 "},{"v":0,"d":"0 "},{"v":0,"d":"0 "},{"v":46614.953280968715,"d":"46,615 "},{"v":0,"d":"0 "},{"v":0,"d":"0 "},{"v":2217762.805578134,"d":"2,217,763 "}]
["39424_令和4年度",186,16,6,2022,"令和4年度","39424","大月町",{"$nulls":21},{"v":322403.6660143423,"d":"322,404 "},{"v":313275.41604080313,"d":"313,275 "},{"v":2088752.520343045,"d":"2,088,753 "},{"v":5349372.174035537,"d":"5,349,372 "},{"v":11908885.7853629,"d":"11,908,886 "},{"v":0,"d":"0 "},{"v":0,"d":"0 "},{"v":591661.2629734034,"d":"591,661 "},{"v":0,"d":"0 "},{"v":0,"d":"0 "},{"v":20574350.82477003,"d":"20,574,351 "}]
["39344_令和4年度",187,16,7,2022,"令和4年度","39344","大豊町",{"$nulls":21},{"v":6105731.569530089,"d":"6,105,732 "},{"v":377209.1744164772,"d":"377,209 "},{"v":1048709.7716245165,"d":"1,048,710 "},{"v":4454103.026405889,"d":"4,454,103 "},{"v":9127317.054814953,"d":"9,127,317 "},{"v":0,"d":"0 "},{"v":0,"d":"0 "},{"v":416177.26987413346,"d":"416,177 "},{"v":0,"d":"0 "},{"v":0,"d":"0 "},{"v":21529247.866666056,"d":"21,529,248 "}]
["39403_令和4年度",188,16,8,2022,"令和4年度","39403","越知町",{"$nulls":21},{"v":2540069.21857635,"d":"2,540,069 "},{"v":370815.79857890983,"d":"370,816 "},{"v":572023.5117951909,"d":"572,024 "},{"v":9180679.271655584,"d":"9,180,679 "},{"v":12446341.438384028,"d":"12,446,341 "},{"v":0,"d":"0 "},{"v":0,"d":"0 "},{"v":656870.5466489969,"d":"656,871 "},{"v":0,"d":"0 "},{"v":0,"d":"0 "},{"v":25766799.78563906,"d":"25,766,800 "}]
["39212_令和4年度",189,16,9,2022,"令和4年度","39212","香美市",{"$nulls":21},{"v":39385082.554288104,"d":"39,385,083 "},{"v":952612.9997975442,"d":"952,613 "},{"v":2626107.940514285,"d":"2,626,108 "},{"v":42094331.972400226,"d":"42,094,332 "},{"v":61892261.51632785,"d":"61,892,262 "},{"v":0,"d":"0 "},{"v":0,"d":"0 "},{"v":3277379.8593470003,"d":"3,277,380 "},{"v":0,"d":"0 "},{"v":0,"d":"0 "},{"v":150227776.842675,"d":"150,227,777 "}]
["39305_令和4年度",190,16,10,2022,"令和4年度","39305","北川村",{"$nulls":21},{"v":0,"d":"0 "},{"v":179014.5234518875,"d":"179,015 "},{"v":416017.0994874115,"d":"416,017 "},{"v":1529186.432286666,"d":"1,529,186 "},{"v":2894717.289078709,"d":"2,894,717 "},{"v":0,"d":"0 "},{"v":0,"d":"0 "},{"v":156631.40811583117,"d":"156,631 "},{"v":0,"d":"0 "},{"v":0,"d":"0 "},{"v":5175566.7524205055,"d":"5,175,567 "}]
["39428_令和4年度",191,16,11,2022,"令和4年度","39428","黒潮町",{"$nulls":21},{"v":4027455.9200483263,"d":"4,027,456 "},{"v":741631.5971578197,"d":"741,632 "},{"v":2123420.611966996,"d":"2,123,421 "},{"v":12911894.16643505,"d":"12,911,894 "},{"v":25364135.20397957,"d":"25,364,135 "},{"v":0,"d":"0 "},{"v":0,"d":"0 "},{"v":1344344.26207248,"d":"1,344,344 "},{"v":0,"d":"0 "},{"v":0,"d":"0 "},{"v":46512881.76166024,"d":"46,512,882 "}]
["39307_令和4年度",192,16,12,2022,"令和4年度","39307","芸西村",{"$nulls":21},{"v":0,"d":"0 "},{"v":142785.39370567218,"d":"142,785 "},{"v":806033.1302568597,"d":"806,033 "},{"v":7356776.90878276,"d":"7,356,777 "},{"v":8311704.5287390305,"d":"8,311,705 "},{"v":0,"d":"0 "},{"v":0,"d":"0 "},{"v":467569.93304816546,"d":"467,570 "},{"v":0,"d":"0 "},{"v":0,"d":"0 "},{"v":17084869.894532487,"d":"17,084,870 "}]
["39201_令和4年度",193,16,13,2022,"令和4年度","39201","高知市",{"$nulls":21},{"v":202039912.78654248,"d":"202,039,913 "},{"v":24134993.786816973,"d":"24,134,994 "},{"v":5824239.392823761,"d":"5,824,239 "},{"v":773768334.737053,"d":"773,768,335 "},{"v":775312781.1458826,"d":"775,312,781 "},{"v":0,"d":"0 "},{"v":0,"d":"0 "},{"v":41285095.077020615,"d":"41,285,095 "},{"v":0,"d":"0 "},{"v":0,"d":"0 "},{"v":1822365356.9261394,"d":"1,822,365,357 "}]
["39211_令和4年度",194,16,14,2022,"令和4年度","39211","香南市",{"$nulls":21},{"v":36060062.842737086,"d":"36,060,063 "},{"v":1089005.0176656488,"d":"1,089,005 "},{"v":1300053.435898161,"d":"1,300,053 "},{"v":46542874.320870526,"d":"46,542,874 "},{"v":72537655.06476389,"d":"72,537,655 "},{"v":0,"d":"0 "},{"v":0,"d":"0 "},{"v":4262362.861084478,"d":"4,262,363 "},{"v":0,"d":"0 "},{"v":0,"d":"0 "},{"v":161792013.5430198,"d":"161,792,014 "}]
["39402_令和4年度",195,16,15,2022,"令和4年度","39402","佐川町",{"$nulls":21},{"v":3782591.316805554,"d":"3,782,591 "},{"v":679828.9640613346,"d":"679,829 "},{"v":381349.0078634605,"d":"381,349 "},{"v":17660713.123427093,"d":"17,660,713 "},{"v":28338999.38868424,"d":"28,338,999 "},{"v":0,"d":"0 "},{"v":0,"d":"0 "},{"v":1580259.8289542801,"d":"1,580,260 "},{"v":0,"d":"0 "},{"v":0,"d":"0 "},{"v":52423741.62979596,"d":"52,423,742 "}]
["39210_令和4年度",196,16,16,2022,"令和4年度","39210","四万十市",{"$nulls":21},{"v":12053762.560206702,"d":"12,053,763 "},{"v":2732102.6079204734,"d":"2,732,103 "},{"v":2418099.390770579,"d":"2,418,099 "},{"v":79795728.37568602,"d":"79,795,728 "},{"v":78180939.42148574,"d":"78,180,939 "},{"v":0,"d":"0 "},{"v":0,"d":"0 "},{"v":4191471.976454971,"d":"4,191,472 "},{"v":0,"d":"0 "},{"v":0,"d":"0 "},{"v":179372104.33252448,"d":"179,372,104 "}]
["39412_令和4年度",197,16,17,2022,"令和4年度","39412","四万十町",{"$nulls":21},{"v":8093523.280325431,"d":"8,093,523 "},{"v":1336215.5500515888,"d":"1,336,216 "},{"v":5295550.995558509,"d":"5,295,551 "},{"v":26018412.060615674,"d":"26,018,412 "},{"v":38371504.9117453,"d":"38,371,505 "},{"v":0,"d":"0 "},{"v":0,"d":"0 "},{"v":2035175.2871505483,"d":"2,035,175 "},{"v":0,"d":"0 "},{"v":0,"d":"0 "},{"v":81150382.08544706,"d":"81,150,382 "}]
["39208_令和4年度",198,16,18,2022,"令和4年度","39208","宿毛市",{"$nulls":21},{"v":15037314.672104403,"d":"15,037,315 "},{"v":1417198.310660776,"d":"1,417,198 "},{"v":2504769.6198304566,"d":"2,504,770 "},{"v":38051719.11322784,"d":"38,051,719 "},{"v":46876504.89464106,"d":"46,876,505 "},{"v":0,"d":"0 "},{"v":0,"d":"0 "},{"v":2476403.2521396624,"d":"2,476,403 "},{"v":0,"d":"0 "},{"v":0,"d":"0 "},{"v":106363909.86260419,"d":"106,363,910 "}]
["39206_令和4年度",199,16,19,2022,"令和4年度","39206","須崎市",{"$nulls":21},{"v":77217151.97798705,"d":"77,217,152 "},{"v":1438509.5634526676,"d":"1,438,510 "},{"v":1603399.2376077317,"d":"1,603,399 "},{"v":43334363.15203632,"d":"43,334,363 "},{"v":50219101.89457071,"d":"50,219,102 "},{"v":0,"d":"0 "},{"v":0,"d":"0 "},{"v":2617152.0030434183,"d":"2,617,152 "},{"v":0,"d":"0 "},{"v":0,"d":"0 "},{"v":176429677.8286979,"d":"176,429,678 "}]
["39303_令和4年度",200,16,20,2022,"令和4年度","39303","田野町",{"$nulls":21},{"v":1029675.6040200766,"d":"1,029,676 "},{"v":193932.40040621147,"d":"193,932 "},{"v":95337.25196586513,"d":"95,337 "},{"v":5899879.289658736,"d":"5,899,879 "},{"v":6185454.533015093,"d":"6,185,455 "},{"v":0,"d":"0 "},{"v":0,"d":"0 "},{"v":325917.2910835597,"d":"325,917 "},{"v":0,"d":"0 "},{"v":0,"d":"0 "},{"v":13730196.370149542,"d":"13,730,196 "}]
["39411_令和4年度",201,16,21,2022,"令和4年度","39411","津野町",{"$nulls":21},{"v":2635258.694053658,"d":"2,635,259 "},{"v":684091.2146197129,"d":"684,091 "},{"v":407350.07658142375,"d":"407,350 "},{"v":6161231.152631367,"d":"6,161,231 "},{"v":12347336.449669609,"d":"12,347,336 "},{"v":0,"d":"0 "},{"v":0,"d":"0 "},{"v":704518.5182852225,"d":"704,519 "},{"v":0,"d":"0 "},{"v":0,"d":"0 "},{"v":22939786.105840992,"d":"22,939,786 "}]
["39301_令和4年度",202,16,22,2022,"令和4年度","39301","東洋町",{"$nulls":21},{"v":0,"d":"0 "},{"v":104425.1386802677,"d":"104,425 "},{"v":494020.30564130115,"d":"494,020 "},{"v":2730292.8663736475,"d":"2,730,293 "},{"v":6317461.184634318,"d":"6,317,461 "},{"v":0,"d":"0 "},{"v":0,"d":"0 "},{"v":281884.8836907333,"d":"281,885 "},{"v":0,"d":"0 "},{"v":0,"d":"0 "},{"v":9928084.379020266,"d":"9,928,084 "}]
["39205_令和4年度",203,16,23,2022,"令和4年度","39205","土佐市",{"$nulls":21},{"v":24250300.03414954,"d":"24,250,300 "},{"v":1148676.5254829447,"d":"1,148,677 "},{"v":2452767.4823945304,"d":"2,452,767 "},{"v":40898786.21624883,"d":"40,898,786 "},{"v":59582145.11299142,"d":"59,582,145 "},{"v":0,"d":"0 "},{"v":0,"d":"0 "},{"v":3400438.1709169815,"d":"3,400,438 "},{"v":0,"d":"0 "},{"v":0,"d":"0 "},{"v":131733113.54218425,"d":"131,733,114 "}]
["39209_令和4年度",204,16,24,2022,"令和4年度","39209","土佐清水市",{"$nulls":21},{"v":4465442.820793761,"d":"4,465,443 "},{"v":654255.460711065,"d":"654,255 "},{"v":1768072.672821499,"d":"1,768,073 "},{"v":19045321.929388475,"d":"19,045,322 "},{"v":32765936.741200376,"d":"32,765,937 "},{"v":0,"d":"0 "},{"v":0,"d":"0 "},{"v":1584521.029669715,"d":"1,584,521 "},{"v":0,"d":"0 "},{"v":0,"d":"0 "},{"v":60283550.65458489,"d":"60,283,551 "}]
["39363_令和4年度",205,16,25,2022,"令和4年度","39363","土佐町",{"$nulls":21},{"v":1259354.1567104405,"d":"1,259,354 "},{"v":317537.66659918136,"d":"317,538 "},{"v":1161381.069402357,"d":"1,161,381 "},{"v":5860954.544109622,"d":"5,860,955 "},{"v":8872732.798120735,"d":"8,872,733 "},{"v":0,"d":"0 "},{"v":0,"d":"0 "},{"v":468086.44222579396,"d":"468,086 "},{"v":0,"d":"0 "},{"v":0,"d":"0 "},{"v":17940046.677168135,"d":"17,940,047 "}]
["39401_令和4年度",206,16,26,2022,"令和4年度","39401","中土佐町",{"$nulls":21},{"v":1861941.8503386776,"d":"1,861,942 "},{"v":436880.68223377306,"d":"436,881 "},{"v":450685.1911113625,"d":"450,685 "},{"v":8418866.394480044,"d":"8,418,866 "},{"v":15652217.263422338,"d":"15,652,217 "},{"v":0,"d":"0 "},{"v":0,"d":"0 "},{"v":788451.2596498476,"d":"788,451 "},{"v":0,"d":"0 "},{"v":0,"d":"0 "},{"v":27609042.64123604,"d":"27,609,043 "}]
["39302_令和4年度",207,16,27,2022,"令和4年度","39302","奈半利町",{"$nulls":21},{"v":3055948.562326663,"d":"3,055,949 "},{"v":196063.5256854006,"d":"196,064 "},{"v":104004.27487185287,"d":"104,004 "},{"v":5182551.8359679,"d":"5,182,552 "},{"v":7821394.108439054,"d":"7,821,394 "},{"v":0,"d":"0 "},{"v":0,"d":"0 "},{"v":387769.26510456804,"d":"387,769 "},{"v":0,"d":"0 "},{"v":0,"d":"0 "},{"v":16747731.572395438,"d":"16,747,732 "}]
["39204_令和4年度",208,16,28,2022,"令和4年度","39204","南国市",{"$nulls":21},{"v":79106239.00993167,"d":"79,106,239 "},{"v":2401778.189646157,"d":"2,401,778 "},{"v":2643441.9863262605,"d":"2,643,442 "},{"v":119471165.44610551,"d":"119,471,165 "},{"v":105944766.97097193,"d":"105,944,767 "},{"v":0,"d":"0 "},{"v":0,"d":"0 "},{"v":5982209.29529285,"d":"5,982,209 "},{"v":0,"d":"0 "},{"v":0,"d":"0 "},{"v":315549600.89827436,"d":"315,549,601 "}]
["39387_令和4年度",209,16,29,2022,"令和4年度","39387","仁淀川町",{"$nulls":21},{"v":3235056.543734729,"d":"3,235,057 "},{"v":888679.2414218701,"d":"888,679 "},{"v":901370.382222725,"d":"901,370 "},{"v":6989772.16503396,"d":"6,989,772 "},{"v":12979082.568133041,"d":"12,979,083 "},{"v":0,"d":"0 "},{"v":0,"d":"0 "},{"v":619165.3766821191,"d":"619,165 "},{"v":0,"d":"0 "},{"v":0,"d":"0 "},{"v":25613126.27722844,"d":"25,613,126 "}]
["39410_令和4年度",210,16,30,2022,"令和4年度","39410","日高村",{"$nulls":21},{"v":11188204.176118584,"d":"11,188,204 "},{"v":417700.5547210708,"d":"417,701 "},{"v":112671.29777784062,"d":"112,671 "},{"v":7846116.567114494,"d":"7,846,117 "},{"v":11588298.202859068,"d":"11,588,298 "},{"v":0,"d":"0 "},{"v":0,"d":"0 "},{"v":627300.3962297674,"d":"627,300 "},{"v":0,"d":"0 "},{"v":0,"d":"0 "},{"v":31780291.19482082,"d":"31,780,291 "}]
["39427_令和4年度",211,16,31,2022,"令和4年度","39427","三原村",{"$nulls":21},{"v":0,"d":"0 "},{"v":168358.8970559418,"d":"168,359 "},{"v":823367.1760688352,"d":"823,367 "},{"v":1840584.396679587,"d":"1,840,584 "},{"v":3498176.26790945,"d":"3,498,176 "},{"v":0,"d":"0 "},{"v":0,"d":"0 "},{"v":185297.66747421084,"d":"185,298 "},{"v":0,"d":"0 "},{"v":0,"d":"0 "},{"v":6515784.405188025,"d":"6,515,784 "}]
["39202_令和4年度",212,16,32,2022,"令和4年度","39202","室戸市",{"$nulls":21},{"v":14043469.963845763,"d":"14,043,470 "},{"v":837532.2347213308,"d":"837,532 "},{"v":2010749.3141891556,"d":"2,010,749 "},{"v":16732079.90818392,"d":"16,732,080 "},{"v":33128955.033153247,"d":"33,128,955 "},{"v":0,"d":"0 "},{"v":0,"d":"0 "},{"v":1551464.4423014934,"d":"1,551,464 "},{"v":0,"d":"0 "},{"v":0,"d":"0 "},{"v":68304250.89639491,"d":"68,304,251 "}]
["39341_令和4年度",213,16,33,2022,"令和4年度","39341","本山町",{"$nulls":21},{"v":1096157.5852810454,"d":"1,096,158 "},{"v":287701.91269053344,"d":"287,702 "},{"v":901370.382222725,"d":"901,370 "},{"v":6683934.878576627,"d":"6,683,935 "},{"v":8707724.483596705,"d":"8,707,724 "},{"v":0,"d":"0 "},{"v":0,"d":"0 "},{"v":425990.94424907427,"d":"425,991 "},{"v":0,"d":"0 "},{"v":0,"d":"0 "},{"v":18102880.18661671,"d":"18,102,880 "}]
["39304_令和4年度",214,16,34,2022,"令和4年度","39304","安田町",{"$nulls":21},{"v":1342231.1209009222,"d":"1,342,231 "},{"v":142785.39370567218,"d":"142,785 "},{"v":502687.3285472889,"d":"502,687 "},{"v":2246513.885977502,"d":"2,246,514 "},{"v":5751718.391980497,"d":"5,751,718 "},{"v":0,"d":"0 "},{"v":0,"d":"0 "},{"v":311584.16140436986,"d":"311,584 "},{"v":0,"d":"0 "},{"v":0,"d":"0 "},{"v":10297520.282516252,"d":"10,297,520 "}]
["39405_令和4年度",215,16,35,2022,"令和4年度","39405","梼原町",{"$nulls":21},{"v":3737767.824054418,"d":"3,737,768 "},{"v":372946.923858099,"d":"372,947 "},{"v":294678.7788035832,"d":"294,679 "},{"v":5293765.394679658,"d":"5,293,765 "},{"v":8104265.504765964,"d":"8,104,266 "},{"v":0,"d":"0 "},{"v":0,"d":"0 "},{"v":417855.92470142595,"d":"417,856 "},{"v":0,"d":"0 "},{"v":0,"d":"0 "},{"v":18221280.350863148,"d":"18,221,280 "}]
["_令和4年度",216,16,36,2022,"令和4年度","",""]
["_令和4年度",217,16,37,2022,"令和4年度","",""]
["_令和4年度",218,16,38,2022,"令和4年度","",""]
["_令和4年度",219,16,39,2022,"令和4年度","",""]
["_令和4年度",220,16,40,2022,"令和4年度","",""]
["_令和4年度",221,16,41,2022,"令和4年度","",""]
["_令和4年度",222,16,42,2022,"令和4年度","",""]
["_令和4年度",223,16,43,2022,"令和4年度","",""]
["_令和4年度",224,16,44,2022,"令和4年度","",""]
["_令和4年度",225,16,45,2022,"令和4年度","",""]
["_令和4年度",226,16,46,2022,"令和4年度","",""]
["_令和4年度",227,16,47,2022,"令和4年度","",""]
["_令和4年度",228,16,48,2022,"令和4年度","",""]
["_令和4年度",229,16,49,2022,"令和4年度","",""]
["_令和4年度",230,16,50,2022,"令和4年度","",""]
["_令和4年度",231,16,51,2022,"令和4年度","",""]
["_令和4年度",232,16,52,2022,"令和4年度","",""]
["_令和4年度",233,16,53,2022,"令和4年度","",""]
["_令和4年度",234,16,54,2022,"令和4年度","",""]
["_令和4年度",235,16,55,2022,"令和4年度","",""]
["_令和4年度",236,16,56,2022,"令和4年度","",""]
["_令和4年度",237,16,57,2022,"令和4年度","",""]
["_令和4年度",238,16,58,2022,"令和4年度","",""]
["_令和4年度",239,16,59,2022,"令和4年度","",""]
["_令和4年度",240,16,60,2022,"令和4年度","",""]
["_令和4年度",241,16,61,2022,"令和4年度","",""]
["_令和4年度",242,16,62,2022,"令和4年度","",""]
["_令和4年度",243,16,63,2022,"令和4年度","",""]
["_令和4年度",244,16,64,2022,"令和4年度","",""]
["_令和4年度",245,16,65,2022,"令和4年度","",""]
["_令和4年度",246,16,66,2022,"令和4年度","",""]
["_令和4年度",247,16,67,2022,"令和4年度","",""]
["_令和4年度",248,16,68,2022,"令和4年度","",""]
["_令和4年度",249,16,69,2022,"令和4年度","",""]
["_令和4年度",250,16,70,2022,"令和4年度","",""]
["_令和4年度",251,16,71,2022,"令和4年度","",""]
["_令和4年度",252,16,72,2022,"令和4年度","",""]
["_令和4年度",253,16,73,2022,"令和4年度","",""]
["_令和4年度",254,16,74,2022,"令和4年度","",""]
["_令和4年度",255,16,75,2022,"令和4年度","",""]
["_令和4年度",256,16,76,2022,"令和4年度","",""]
["_令和4年度",257,16,77,2022,"令和4年度","",""]
["_令和4年度",258,16,78,2022,"令和4年度","",""]
["_令和4年度",259,16,79,2022,"令和4年度","",""]
["_令和4年度",260,16,80,2022,"令和4年度","",""]
["_令和4年度",261,16,81,2022,"令和4年度","",""]
["_令和4年度",262,16,82,2022,"令和4年度","",""]
["_令和4年度",263,16,83,2022,"令和4年度","",""]
["_令和4年度",264,16,84,2022,"令和4年度","",""]
["_令和4年度",265,16,85,2022,"令和4年度","",""]
["_令和4年度",266,16,86,2022,"令和4年度","",""]
["_令和4年度",267,16,87,2022,"令和4年度","",""]
["_令和4年度",268,16,88,2022,"令和4年度","",""]
["_令和4年度",269,16,89,2022,"令和4年度","",""]
["_令和4年度",270,16,90,2022,"令和4年度","",""]
["_令和4年度",271,16,91,2022,"令和4年度","",""]
["_令和4年度",272,16,92,2022,"令和4年度","",""]
["_令和4年度",273,16,93,2022,"令和4年度","",""]
["_令和4年度",274,16,94,2022,"令和4年度","",""]
["_令和4年度",275,16,95,2022,"令和4年度","",""]
["_令和4年度",276,16,96,2022,"令和4年度","",""]
["_令和4年度",277,16,97,2022,"令和4年度","",""]
["_令和4年度",278,16,98,2022,"令和4年度","",""]
["_令和4年度",279,16,99,2022,"令和4年度","",""]
["_令和4年度",280,16,100,2022,"令和4年度","",""]
["_令和4年度",281,16,101,2022,"令和4年度","",""]
["_令和4年度",282,16,102,2022,"令和4年度","",""]
["_令和4年度",283,16,103,2022,"令和4年度","",""]
["_令和4年度",284,16,104,2022,"令和4年度","",""]
["_令和4年度",285,16,105,2022,"令和4年度","",""]
["_令和4年度",286,16,106,2022,"令和4年度","",""]
["_令和4年度",287,16,107,2022,"令和4年度","",""]
["_令和4年度",288,16,108,2022,"令和4年度","",""]
["_令和4年度",289,16,109,2022,"令和4年度","",""]
["_令和4年度",290,16,110,2022,"令和4年度","",""]
["_令和4年度",291,16,111,2022,"令和4年度","",""]
["_令和4年度",292,16,112,2022,"令和4年度","",""]
["_令和4年度",293,16,113,2022,"令和4年度","",""]
["_令和4年度",294,16,114,2022,"令和4年度","",""]
["_令和4年度",295,16,115,2022,"令和4年度","",""]
["_令和4年度",296,16,116,2022,"令和4年度","",""]
["_令和4年度",297,16,117,2022,"令和4年度","",""]
["_令和4年度",298,16,118,2022,"令和4年度","",""]
["_令和4年度",299,16,119,2022,"令和4年度","",""]
["_令和4年度",300,16,120,2022,"令和4年度","",""]
["_令和4年度",301,16,121,2022,"令和4年度","",""]
["_令和4年度",302,16,122,2022,"令和4年度","",""]
["_令和4年度",303,16,123,2022,"令和4年度","",""]
["_令和4年度",304,16,124,2022,"令和4年度","",""]
["_令和4年度",305,16,125,2022,"令和4年度","",""]
["_令和4年度",306,16,126,2022,"令和4年度","",""]
["_令和4年度",307,16,127,2022,"令和4年度","",""]
["_令和4年度",308,16,128,2022,"令和4年度","",""]
["_令和4年度",309,16,129,2022,"令和4年度","",""]
["_令和4年度",310,16,130,2022,"令和4年度","",""]
["_令和4年度",311,16,131,2022,"令和4年度","",""]
["_令和4年度",312,16,132,2022,"令和4年度","",""]
["_令和4年度",313,16,133,2022,"令和4年度","",""]
["_令和4年度",314,16,134,2022,"令和4年度","",""]
["_令和4年度",315,16,135,2022,"令和4年度","",""]
["_令和4年度",316,16,136,2022,"令和4年度","",""]
["_令和4年度",317,16,137,2022,"令和4年度","",""]
["_令和4年度",318,16,138,2022,"令和4年度","",""]
["_令和4年度",319,16,139,2022,"令和4年度","",""]
["_令和4年度",320,16,140,2022,"令和4年度","",""]
["_令和4年度",321,16,141,2022,"令和4年度","",""]
["_令和4年度",322,16,142,2022,"令和4年度","",""]
["_令和4年度",323,16,143,2022,"令和4年度","",""]
["_令和4年度",324,16,144,2022,"令和4年度","",""]
["_令和4年度",325,16,145,2022,"令和4年度","",""]
["_令和4年度",326,16,146,2022,"令和4年度","",""]
["_令和4年度",327,16,147,2022,"令和4年度","",""]
["_令和4年度",328,16,148,2022,"令和4年度","",""]
["_令和4年度",329,16,149,2022,"令和4年度","",""]
["_令和4年度",330,16,150,2022,"令和4年度","",""]
["_令和4年度",331,16,151,2022,"令和4年度","",""]
["_令和4年度",332,16,152,2022,"令和4年度","",""]
["_令和4年度",333,16,153,2022,"令和4年度","",""]
["_令和4年度",334,16,154,2022,"令和4年度","",""]
["_令和4年度",335,16,155,2022,"令和4年度","",""]
["_令和4年度",336,16,156,2022,"令和4年度","",""]
["_令和4年度",337,16,157,2022,"令和4年度","",""]
["_令和4年度",338,16,158,2022,"令和4年度","",""]
["_令和4年度",339,16,159,2022,"令和4年度","",""]
["_令和4年度",340,16,160,2022,"令和4年度","",""]
["_令和4年度",341,16,161,2022,"令和4年度","",""]
["_令和4年度",342,16,162,2022,"令和4年度","",""]
["_令和4年度",343,16,163,2022,"令和4年度","",""]
["_令和4年度",344,16,164,2022,"令和4年度","",""]
["_令和4年度",345,16,165,2022,"令和4年度","",""]
["_令和4年度",346,16,166,2022,"令和4年度","",""]
["_令和4年度",347,16,167,2022,"令和4年度","",""]
["_令和4年度",348,16,168,2022,"令和4年度","",""]
["_令和4年度",349,16,169,2022,"令和4年度","",""]
["_令和4年度",350,16,170,2022,"令和4年度","",""]
["_令和4年度",351,16,171,2022,"令和4年度","",""]
["_令和4年度",352,16,172,2022,"令和4年度","",""]
["_令和4年度",353,16,173,2022,"令和4年度","",""]
["_令和4年度",354,16,174,2022,"令和4年度","",""]
["_令和4年度",355,16,175,2022,"令和4年度","",""]
["_令和4年度",356,16,176,2022,"令和4年度","",""]
["_令和4年度",357,16,177,2022,"令和4年度","",""]
["_令和4年度",358,16,178,2022,"令和4年度","",""]
["_令和4年度",359,16,179,2022,"令和4年度","",""]
["_令和4年度",360,16,180,2022,"令和4年度","",""]

{"sheet":"比較地域マスタ","index":12,"n_rows":185,"n_cols":32,"rows_kept":185,"hidden":true}
[]
[{"$nulls":6},"■該当地域以外の市区町村コード（都道府県コード）を管理"]
[]
[{"$nulls":6},"▼該当地域",{"$nulls":6},"▼データマージ1抽出(データ（再エネポテンシャル）以外)",{"$nulls":4},"▼データマージ2抽出（SHK）",{"$nulls":4},"▼カルテファイル比較地域",{"$nulls":4},"▼データマージ3抽出(データ（再エネポテンシャル）)"]
[{"$nulls":5},"地域種類","該当コード","該当名","都道府県コード","都道府県名","抽出種類No.①","抽出種類No.②",null,"NO","都道府県コード・市区町村コード","該当地区名","地域種類",null,"NO","都道府県コード・市区町村コード","該当地区名","地域種類",null,"NO","都道府県コード・市区町村コード","該当地区名","地域種類",null,"NO","都道府県コード・市区町村コード","該当地区名","地域種類"]
[{"$nulls":5},"市区町村","39403","越知町","39","高知県",50,42,null,1,"07546","双葉町","市区町村",null,1,"39403","越知町","市区町村",null,1,"07546","双葉町","市区町村",null,1,"市区町村コード","該当地区名","種類"]
[{"$nulls":13},2,"03302","葛巻町","市区町村",null,2,"00","全国","全国",null,2,"03302","葛巻町","市区町村",null,2,"39203","安芸市","市区町村"]
[{"$nulls":13},3,"01401","共和町","市区町村",{"$nulls":6},3,"01401","共和町","市区町村",null,3,"39386","いの町","市区町村"]
[{"$nulls":5},"地域種類","市区町村コード","市区町村名","都道府県コード","都道府県名","抽出種類No.","抽出種類No.",null,4,"01641","大樹町","市区町村",{"$nulls":6},4,"01641","大樹町","市区町村",null,4,"39306","馬路村","市区町村"]
[{"$nulls":5},"市区町村","39403","越知町","39","高知県",50,42,null,5,"01663","浜中町","市区町村",{"$nulls":6},5,"01663","浜中町","市区町村",null,5,"39364","大川村","市区町村"]
[{"$nulls":5},"地域種類","都道府県コード","都道府県名","都道府県コード","都道府県名","抽出種類No.","抽出種類No.",null,6,"39411","津野町","市区町村",{"$nulls":6},6,"39411","津野町","市区町村",null,6,"39424","大月町","市区町村"]
[{"$nulls":5},"都道府県","39403",null,"39403",null,"なし",null,null,7,"46502","南種子町","市区町村",{"$nulls":6},7,"46502","南種子町","市区町村",null,7,"39344","大豊町","市区町村"]
[{"$nulls":5},"地域種類","全国コード","全国名","都道府県コード","都道府県名","抽出種類No.","抽出種類No.",null,8,"05363","八郎潟町","市区町村",{"$nulls":6},8,"05363","八郎潟町","市区町村",null,8,"39403","越知町","市区町村"]
[{"$nulls":5},"全国","00","全国","00","全国","なし","なし",null,9,"07344","天栄村","市区町村",{"$nulls":6},9,"07344","天栄村","市区町村",null,9,"39212","香美市","市区町村"]
[{"$nulls":13},10,"07482","矢祭町","市区町村",{"$nulls":6},10,"07482","矢祭町","市区町村",null,10,"39305","北川村","市区町村"]
[{"$nulls":13},11,"10424","長野原町","市区町村",{"$nulls":6},11,"10424","長野原町","市区町村",null,11,"39428","黒潮町","市区町村"]
[{"$nulls":13},12,"03506","九戸村","市区町村",{"$nulls":6},12,"03506","九戸村","市区町村",null,12,"39307","芸西村","市区町村"]
[{"$nulls":13},13,"43364","玉東町","市区町村",{"$nulls":6},13,"43364","玉東町","市区町村",null,13,"39201","高知市","市区町村"]
[{"$nulls":13},14,"30383","由良町","市区町村",{"$nulls":6},14,"30383","由良町","市区町村",null,14,"39211","香南市","市区町村"]
[{"$nulls":13},15,"29402","明日香村","市区町村",{"$nulls":6},15,"29402","明日香村","市区町村",null,15,"39402","佐川町","市区町村"]
[{"$nulls":13},16,"02307","外ヶ浜町","市区町村",{"$nulls":6},16,"02307","外ヶ浜町","市区町村",null,16,"39210","四万十市","市区町村"]
[{"$nulls":13},17,"01604","新冠町","市区町村",{"$nulls":6},17,"01604","新冠町","市区町村",null,17,"39412","四万十町","市区町村"]
[{"$nulls":13},18,"46535","与論町","市区町村",{"$nulls":6},18,"46535","与論町","市区町村",null,18,"39208","宿毛市","市区町村"]
[{"$nulls":13},19,"40608","大任町","市区町村",{"$nulls":6},19,"40608","大任町","市区町村",null,19,"39206","須崎市","市区町村"]
[{"$nulls":13},20,"01634","鹿追町","市区町村",{"$nulls":6},20,"01634","鹿追町","市区町村",null,20,"39303","田野町","市区町村"]
[{"$nulls":13},21,"07362","下郷町","市区町村",{"$nulls":6},21,"07362","下郷町","市区町村",null,21,"39411","津野町","市区町村"]
[{"$nulls":13},22,"41387","玄海町","市区町村",{"$nulls":6},22,"41387","玄海町","市区町村",null,22,"39301","東洋町","市区町村"]
[{"$nulls":13},23,"39403","越知町","市区町村",{"$nulls":6},23,"39403","越知町","市区町村",null,23,"39205","土佐市","市区町村"]
[{"$nulls":13},24,"01693","標津町","市区町村",{"$nulls":6},24,"01693","標津町","市区町村",null,24,"39209","土佐清水市","市区町村"]
[{"$nulls":13},25,"06361","金山町","市区町村",{"$nulls":6},25,"06361","金山町","市区町村",null,25,"39363","土佐町","市区町村"]
[{"$nulls":13},26,"03366","西和賀町","市区町村",{"$nulls":6},26,"03366","西和賀町","市区町村",null,26,"39401","中土佐町","市区町村"]
[{"$nulls":13},27,"15581","関川村","市区町村",{"$nulls":6},27,"15581","関川村","市区町村",null,27,"39302","奈半利町","市区町村"]
[{"$nulls":13},28,"07465","中島村","市区町村",{"$nulls":6},28,"07465","中島村","市区町村",null,28,"39204","南国市","市区町村"]
[{"$nulls":13},29,"01424","奈井江町","市区町村",{"$nulls":6},29,"01424","奈井江町","市区町村",null,29,"39387","仁淀川町","市区町村"]
[{"$nulls":13},30,0,0,0,{"$nulls":6},30,0,0,0,null,30,"39410","日高村","市区町村"]
[{"$nulls":13},31,"39","高知県","都道府県",{"$nulls":6},31,0,0,0,null,31,"39427","三原村","市区町村"]
[{"$nulls":13},32,"00","全国","全国",{"$nulls":6},32,0,0,0,null,32,"39202","室戸市","市区町村"]
[{"$nulls":13},33,0,0,0,{"$nulls":6},33,0,0,0,null,33,"39341","本山町","市区町村"]
[{"$nulls":13},34,0,0,0,{"$nulls":6},34,0,0,0,null,34,"39304","安田町","市区町村"]
[{"$nulls":13},35,0,0,0,{"$nulls":6},35,0,0,0,null,35,"39405","梼原町","市区町村"]
[{"$nulls":13},36,0,0,0,{"$nulls":6},36,0,0,0,null,36,null,null,"市区町村"]
[{"$nulls":13},37,0,0,0,{"$nulls":6},37,0,0,0,null,37,null,null,"市区町村"]
[{"$nulls":13},38,0,0,0,{"$nulls":6},38,0,0,0,null,38,null,null,"市区町村"]
[{"$nulls":13},39,0,0,0,{"$nulls":6},39,0,0,0,null,39,null,null,"市区町村"]
[{"$nulls":13},40,0,0,0,{"$nulls":6},40,0,0,0,null,40,null,null,"市区町村"]
[{"$nulls":13},41,0,0,0,{"$nulls":6},41,0,0,0,null,41,null,null,"市区町村"]
[{"$nulls":13},42,0,0,0,{"$nulls":6},42,0,0,0,null,42,null,null,"市区町村"]
[{"$nulls":13},43,0,0,0,{"$nulls":6},43,0,0,0,null,43,null,null,"市区町村"]
[{"$nulls":13},44,0,0,0,{"$nulls":6},44,0,0,0,null,44,null,null,"市区町村"]
[{"$nulls":13},45,0,0,0,{"$nulls":6},45,0,0,0,null,45,null,null,"市区町村"]
[{"$nulls":13},46,0,0,0,{"$nulls":6},46,0,0,0,null,46,null,null,"市区町村"]
[{"$nulls":13},47,0,0,0,{"$nulls":6},47,0,0,0,null,47,null,null,"市区町村"]
[{"$nulls":13},48,0,0,0,{"$nulls":6},48,0,0,0,null,48,null,null,"市区町村"]
[{"$nulls":28},49,null,null,"市区町村"]
[{"$nulls":28},50,null,null,"市区町村"]
[{"$nulls":28},51,null,null,"市区町村"]
[{"$nulls":28},52,null,null,"市区町村"]
[{"$nulls":28},53,null,null,"市区町村"]
[{"$nulls":28},54,null,null,"市区町村"]
[{"$nulls":28},55,null,null,"市区町村"]
[{"$nulls":28},56,null,null,"市区町村"]
[{"$nulls":28},57,null,null,"市区町村"]
[{"$nulls":28},58,null,null,"市区町村"]
[{"$nulls":28},59,null,null,"市区町村"]
[{"$nulls":28},60,null,null,"市区町村"]
[{"$nulls":28},61,null,null,"市区町村"]
[{"$nulls":28},62,null,null,"市区町村"]
[{"$nulls":28},63,null,null,"市区町村"]
[{"$nulls":28},64,null,null,"市区町村"]
[{"$nulls":28},65,null,null,"市区町村"]
[{"$nulls":28},66,null,null,"市区町村"]
[{"$nulls":28},67,null,null,"市区町村"]
[{"$nulls":28},68,null,null,"市区町村"]
[{"$nulls":28},69,null,null,"市区町村"]
[{"$nulls":28},70,null,null,"市区町村"]
[{"$nulls":28},71,null,null,"市区町村"]
[{"$nulls":28},72,null,null,"市区町村"]
[{"$nulls":28},73,null,null,"市区町村"]
[{"$nulls":28},74,null,null,"市区町村"]
[{"$nulls":28},75,null,null,"市区町村"]
[{"$nulls":28},76,null,null,"市区町村"]
[{"$nulls":28},77,null,null,"市区町村"]
[{"$nulls":28},78,null,null,"市区町村"]
[{"$nulls":28},79,0,0,0]
[{"$nulls":28},80,0,0,0]
[{"$nulls":28},81,0,0,0]
[{"$nulls":28},82,0,0,0]
[{"$nulls":28},83,0,0,0]
[{"$nulls":28},84,0,0,0]
[{"$nulls":28},85,0,0,0]
[{"$nulls":28},86,0,0,0]
[{"$nulls":28},87,0,0,0]
[{"$nulls":28},88,0,0,0]
[{"$nulls":28},89,0,0,0]
[{"$nulls":28},90,0,0,0]
[{"$nulls":28},91,0,0,0]
[{"$nulls":28},92,0,0,0]
[{"$nulls":28},93,0,0,0]
[{"$nulls":28},94,0,0,0]
[{"$nulls":28},95,0,0,0]
[{"$nulls":28},96,0,0,0]
[{"$nulls":28},97,0,0,0]
[{"$nulls":28},98,0,0,0]
[{"$nulls":28},99,0,0,0]
[{"$nulls":28},100,0,0,0]
[{"$nulls":28},101,0,0,0]
[{"$nulls":28},102,0,0,0]
[{"$nulls":28},103,0,0,0]
[{"$nulls":28},104,0,0,0]
[{"$nulls":28},105,0,0,0]
[{"$nulls":28},106,0,0,0]
[{"$nulls":28},107,0,0,0]
[{"$nulls":28},108,0,0,0]
[{"$nulls":28},109,0,0,0]
[{"$nulls":28},110,0,0,0]
[{"$nulls":28},111,0,0,0]
[{"$nulls":28},112,0,0,0]
[{"$nulls":28},113,0,0,0]
[{"$nulls":28},114,0,0,0]
[{"$nulls":28},115,0,0,0]
[{"$nulls":28},116,0,0,0]
[{"$nulls":28},117,0,0,0]
[{"$nulls":28},118,0,0,0]
[{"$nulls":28},119,0,0,0]
[{"$nulls":28},120,0,0,0]
[{"$nulls":28},121,0,0,0]
[{"$nulls":28},122,0,0,0]
[{"$nulls":28},123,0,0,0]
[{"$nulls":28},124,0,0,0]
[{"$nulls":28},125,0,0,0]
[{"$nulls":28},126,0,0,0]
[{"$nulls":28},127,0,0,0]
[{"$nulls":28},128,0,0,0]
[{"$nulls":28},129,0,0,0]
[{"$nulls":28},130,0,0,0]
[{"$nulls":28},131,0,0,0]
[{"$nulls":28},132,0,0,0]
[{"$nulls":28},133,0,0,0]
[{"$nulls":28},134,0,0,0]
[{"$nulls":28},135,0,0,0]
[{"$nulls":28},136,0,0,0]
[{"$nulls":28},137,0,0,0]
[{"$nulls":28},138,0,0,0]
[{"$nulls":28},139,0,0,0]
[{"$nulls":28},140,0,0,0]
[{"$nulls":28},141,0,0,0]
[{"$nulls":28},142,0,0,0]
[{"$nulls":28},143,0,0,0]
[{"$nulls":28},144,0,0,0]
[{"$nulls":28},145,0,0,0]
[{"$nulls":28},146,0,0,0]
[{"$nulls":28},147,0,0,0]
[{"$nulls":28},148,0,0,0]
[{"$nulls":28},149,0,0,0]
[{"$nulls":28},150,0,0,0]
[{"$nulls":28},151,0,0,0]
[{"$nulls":28},152,0,0,0]
[{"$nulls":28},153,0,0,0]
[{"$nulls":28},154,0,0,0]
[{"$nulls":28},155,0,0,0]
[{"$nulls":28},156,0,0,0]
[{"$nulls":28},157,0,0,0]
[{"$nulls":28},158,0,0,0]
[{"$nulls":28},159,0,0,0]
[{"$nulls":28},160,0,0,0]
[{"$nulls":28},161,0,0,0]
[{"$nulls":28},162,0,0,0]
[{"$nulls":28},163,0,0,0]
[{"$nulls":28},164,0,0,0]
[{"$nulls":28},165,0,0,0]
[{"$nulls":28},166,0,0,0]
[{"$nulls":28},167,0,0,0]
[{"$nulls":28},168,0,0,0]
[{"$nulls":28},169,0,0,0]
[{"$nulls":28},170,0,0,0]
[{"$nulls":28},171,0,0,0]
[{"$nulls":28},172,0,0,0]
[{"$nulls":28},173,0,0,0]
[{"$nulls":28},174,0,0,0]
[{"$nulls":28},175,0,0,0]
[{"$nulls":28},176,0,0,0]
[{"$nulls":28},177,0,0,0]
[{"$nulls":28},178,0,0,0]
[{"$nulls":28},179,0,0,0]
[{"$nulls":28},180,0,0,0]

{"sheet":"年度マスタ","index":13,"n_rows":24,"n_cols":12,"rows_kept":24,"hidden":true}
[]
[]
[null,"NO","西暦","和暦",{"$nulls":3},"都道府県コード","都道府県名","該当名","該当コード","地域種類"]
[null,1,1990,"平成2年度",{"$f":"C4","v":1990},null,null,{"$f":"HLOOKUP(H3,比較地域マスタ!$E$5:$L$6,2,0)","v":"39"},{"$f":"HLOOKUP(I3,比較地域マスタ!$E$5:$L$6,2,0)","v":"高知県"},{"$f":"HLOOKUP(J3,比較地域マスタ!$E$5:$L$6,2,0)","v":"越知町"},{"$f":"HLOOKUP(K3,比較地域マスタ!$E$5:$L$6,2,0)","v":"39403"},{"$f":"HLOOKUP(L3,比較地域マスタ!$E$5:$L$6,2,0)","v":"市区町村"}]
[null,2,2005,"平成17年度",{"$f":"C5","v":2005},{"$nulls":3},"A.現況推計データ",2022,{"$f":"VLOOKUP(J5,年度マスタ!C:D,2,0)","v":"令和4年度"}]
[null,3,2006,"平成18年度",2006,{"$nulls":3},"B.SHKデータ",2021,{"$f":"VLOOKUP(J6,年度マスタ!C:D,2,0)","v":"令和3年度"}]
[null,4,2007,"平成19年度",2007,{"$nulls":3},"C.FITデータ",2023,{"$f":"VLOOKUP(J7,年度マスタ!C:D,2,0)","v":"令和5年度"}]
[null,5,2008,"平成20年度",2008,{"$nulls":3},"D.区域電力使用量データ",2022,{"$f":"VLOOKUP(J8,年度マスタ!C:D,2,0)","v":"令和4年度"}]
[null,6,2009,"平成21年度",2009,{"$nulls":3},"E.REPOSデータ",2024,{"$f":"VLOOKUP(J9,年度マスタ!C:D,2,0)","v":"令和6年度"}]
[null,7,2010,"平成22年度",2010]
[null,8,2011,"平成23年度",2011]
[null,9,2012,"平成24年度",2012]
[null,10,2013,"平成25年度",2013]
[null,11,2014,"平成26年度",2014]
[null,12,2015,"平成27年度",2015]
[null,13,2016,"平成28年度",2016]
[null,14,2017,"平成29年度",2017]
[null,15,2018,"平成30年度",2018]
[null,16,2019,"令和元年度",2019]
[null,17,2020,"令和2年度",2020]
[null,18,2021,"令和3年度",2021]
[null,19,2022,"令和4年度",2022]
[null,20,2023,"令和5年度",2023]
[null,21,2024,"令和6年度",2024]